## Batch #MPC-XXXX(Y)
EasyMP™ Mixed polymer composition (MPC) Batch #MPC-XXXX(Y), Fragments, Clear, 10-100 µm] #XX (see bottom of bottle)
10 different polymer types: PE (0.40 mg), PP (0.99 mg), PVC (1.04 mg), PET (0.77 mg), PS (0.97 mg), TPU (0.77 mg), PA6 (0.8 mg), PMMA (0.38 mg), PC (1.0 mg), PTFE (0.77 mg) | [17 empty] | MicroplasticSolution.com |  |  |  | contact@microplasticsolution.com
5,508 ± 411 (7%) MPs [n/mL) ¦ 7.9 mg powder suspended in 30 mL ethanol (95 vol.%)
All values in number of microplastics (n)/mL or percentage (%)
Summary of sample content
Polymer type- and particle size distribution (n/mL)
| PE | PP | PVC | PET | PS | TPU | PA6 | PMMA | PC | PTFE |  | Particle count (n/mL) |  |  |  | Particle size distribution |  |  |  | D10 (µm) | 10
Diameter (µm) | n/mL | n/mL | n/mL | n/mL | n/mL | n/mL | n/mL | n/mL | n/mL | n/mL |  | Total (n/mL) | SD (n/mL) | RSD (%) |  | Mean diameter (µm) | PSD (%) | Cum. PSD (%) |  | D50 (µm) | 32.7928
10-20 | 425.6204 | 30.8676 | 53.9395 | 69.2637 | 78.2751 | 100.9961 | 104.523 | 550.8552 | 45.2377 | 48.2315 |  | 1507.8098 | 199.3264 | 13.2196 |  | 15 | 27.3741 | 27.3741 |  | D90 (µm) | 114.6725
20-30 | 214.6802 | 21.1286 | 38.7781 | 73.3542 | 56.2036 | 111.4269 | 140.4984 | 272.3854 | 32.7795 | 39.5955 |  | 1000.8303 | 132.2743 | 13.2165 |  | 25 | 18.17 | 45.5441
30-40 | 100.2 | 20.3033 | 30.3956 | 66.7464 | 44.9313 | 97.8503 | 126.2379 | 137.1146 | 25.7334 | 27.0487 |  | 676.5616 | 63.8014 | 9.4302 |  | 35 | 12.2829 | 57.827 |  | Note: D90 signifies that the 90th percentile of particles is below 115 µm in diameter
40-50 | 52.191 | 25.4204 | 25.8035 | 59.116 | 37.9946 | 76.3266 | 93.0174 | 84.9361 | 27.7757 | 20.2051 |  | 502.7863 | 52.4253 | 10.4269 |  | 45 | 9.128 | 66.9551
50-60 | 31.7906 | 28.7217 | 23.5439 | 48.6144 | 32.2402 | 65.3991 | 66.1169 | 49.2285 | 25.4271 | 16.1641 |  | 387.2464 | 53.6367 | 13.8508 |  | 55 | 7.0304 | 73.9855
60-70 | 21.7944 | 35.1594 | 22.8149 | 33.7862 | 30.1907 | 44.3721 | 46.1846 | 27.2877 | 23.9974 | 11.8623 |  | 297.4498 | 45.038 | 15.1414 |  | 65 | 5.4002 | 79.3857
70-80 | 14.2463 | 32.8484 | 20.8469 | 25.8018 | 25.8552 | 35.4314 | 36.6236 | 18.1918 | 20.9339 | 10.1677 |  | 240.9471 | 31.8294 | 13.2101 |  | 75 | 4.3744 | 83.76
80-90 | 8.8062 | 30.8676 | 20.7011 | 22.1046 | 20.3373 | 28.6432 | 29.4933 | 12.0459 | 21.5466 | 6.4526 |  | 200.9984 | 26.9699 | 13.418 |  | 85 | 3.6491 | 87.4091
90-100 | 7.2081 | 30.2073 | 16.5463 | 13.9235 | 18.6031 | 20.1992 | 22.3631 | 7.5594 | 17.2577 | 5.3772 |  | 159.2451 | 20.5298 | 12.892 |  | 95 | 2.8911 | 90.3002
100-110 | 5.4061 | 27.5663 | 13.9222 | 11.1703 | 17.8149 | 17.3846 | 17.6636 | 5.9615 | 15.6239 | 4.1062 |  | 136.6195 | 27.4468 | 20.0899 |  | 105 | 2.4803 | 92.7805
110-120 | 4.6921 | 24.0998 | 12.0999 | 8.2597 | 14.0312 | 13.5765 | 11.1815 | 3.5646 | 13.1731 | 3.2589 |  | 107.9374 | 15.7738 | 14.6139 |  | 115 | 1.9596 | 94.7401
120-130 | 3.7741 | 19.8081 | 8.9656 | 6.8044 | 10.8781 | 10.5963 | 9.8851 | 2.5198 | 12.3561 | 2.5093 |  | 88.097 | 18.7299 | 21.2605 |  | 125 | 1.5994 | 96.3395
130-140 | 2.6861 | 15.6814 | 7.1433 | 4.2479 | 7.4097 | 7.4505 | 6.9682 | 1.1677 | 12.3561 | 1.4665 |  | 66.5775 | 17.1104 | 25.7 |  | 135 | 1.2087 | 97.5482
140-150 | 1.53 | 13.0403 | 6.7789 | 2.8319 | 7.4886 | 5.6293 | 3.4031 | 0.79896 | 8.8842 | 1.4991 |  | 51.8843 | 15.965 | 30.7703 |  | 145 | 0.94195 | 98.4902
150-160 | 0.91802 | 9.5739 | 4.8108 | 0.9833 | 4.3355 | 4.6359 | 3.241 | 0.79896 | 7.863 | 0.61919 |  | 37.7796 | 10.9919 | 29.0949 |  | 155 | 0.68588 | 99.1761
160-170 | 0.37401 | 6.2726 | 2.4054 | 0.43265 | 2.3648 | 2.4835 | 0.97231 | 0.61459 | 5.1058 | 0.97767 |  | 22.0033 | 9.0837 | 41.2833 |  | 165 | 0.39947 | 99.5755
170-180 | 0.068001 | 3.7966 | 1.0934 | 0.39332 | 1.2612 | 1.4901 | 0.48615 | 0.24584 | 2.5529 | 0.35848 |  | 11.746 | 6.4476 | 54.8919 |  | 175 | 0.21325 | 99.7888
180-190 | 0.034001 | 2.3109 | 1.0205 | 0.078664 | 0.63062 | 0.66227 | 0.6482 | 0 | 1.736 | 0.19553 |  | 7.3167 | 6.5094 | 88.9667 |  | 185 | 0.13283 | 99.9216
190-200 | 0 | 0.4952 | 0.43735 | 0.039332 | 0.078827 | 0 | 0 | 0 | 0.6127 | 0.097767 |  | 1.7612 | 1.6724 | 94.9582 |  | 195 | 0.031974 | 99.9536
>200 | 0 | 0.66027 | 0.72891 | 0.039332 | 0.078827 | 0 | 0 | 0 | 0.91905 | 0.12979 |  | 2.5562 | 2.7258 | 106.6375 |  | 200 | 0.046407 | 100
Total | 896.0196 | 378.8298 | 312.7762 | 447.9917 | 411.0035 | 644.5539 | 719.5072 | 1175.2767 | 321.8718 | 200.3231 |  | 5508.1535 | 410.5133 | 7.4528
Estimate of uncertainty
Relative standard deviation (RSD) (%) (n=4) | [12 empty] | Standard deviation (SD) (n/mL) (n=4)
| PE | PP | PVC | PET | PS | TPU | PA6 | PMMA | PC | PTFE | Mean |  |  | PE | PP | PVC | PET | PS | TPU | PA6 | PMMA | PC | PTFE | Mean
Diameter (µm) | RSD (%) | RSD (%) | RSD (%) | RSD (%) | RSD (%) | RSD (%) | RSD (%) | RSD (%) | RSD (%) | RSD (%) | RSD (%) |  | Diameter (µm) | SD (n/mL) | SD (n/mL) | SD (n/mL) | SD (n/mL) | SD (n/mL) | SD (n/mL) | SD (n/mL) | SD (n/mL) | SD (n/mL) | SD (n/mL) | SD (n/mL)
10-20 | 10.7703 | 26.9881 | 13.6533 | 5.5415 | 9.1962 | 24.0286 | 9.9067 | 0.94215 | 13.3221 | 17.847 | 13.2196 |  | 10-20 | 45.8404 | 8.3306 | 7.3645 | 3.8382 | 7.1983 | 24.2679 | 10.3548 | 5.1899 | 6.0266 | 8.6079 | 199.3264
20-30 | 7.0957 | 21.9863 | 20.8028 | 9.1088 | 9.0144 | 9.3351 | 16.7251 | 3.8008 | 15.9427 | 18.3528 | 13.2165 |  | 20-30 | 15.2331 | 4.6454 | 8.0669 | 6.6817 | 5.0664 | 10.4018 | 23.4985 | 10.3528 | 5.2259 | 7.2669 | 132.2743
30-40 | 4.5701 | 12.0314 | 10.7967 | 3.7654 | 2.9979 | 17.2315 | 14.4203 | 6.5856 | 7.6947 | 14.2087 | 9.4302 |  | 30-40 | 4.5792 | 2.4428 | 3.2817 | 2.5133 | 1.347 | 16.8611 | 18.2039 | 9.0298 | 1.9801 | 3.8433 | 63.8014
40-50 | 3.8448 | 14.7504 | 11.6472 | 7.2869 | 7.7517 | 17.1833 | 15.0473 | 5.3389 | 11.9923 | 9.4269 | 10.4269 |  | 40-50 | 2.0066 | 3.7496 | 3.0054 | 4.3077 | 2.9452 | 13.1154 | 13.9966 | 4.5346 | 3.3309 | 1.9047 | 52.4253
50-60 | 10.6797 | 9.9543 | 15.0752 | 11.1756 | 9.8135 | 19.5364 | 16.7099 | 6.7957 | 23.756 | 15.0117 | 13.8508 |  | 50-60 | 3.3951 | 2.8591 | 3.5493 | 5.4329 | 3.1639 | 12.7766 | 11.048 | 3.3454 | 6.0404 | 2.4265 | 53.6367
60-70 | 12.1994 | 9.9703 | 23.0807 | 11.5027 | 6.496 | 27.3383 | 19.4571 | 5.7686 | 26.707 | 8.8936 | 15.1414 |  | 60-70 | 2.6588 | 3.5055 | 5.2659 | 3.8863 | 1.9612 | 12.1306 | 8.9862 | 1.5741 | 6.409 | 1.055 | 45.038
70-80 | 3.4668 | 20.0691 | 8.4207 | 8.2824 | 8.1807 | 32.2261 | 14.6219 | 9.215 | 13.9601 | 13.6585 | 13.2101 |  | 70-80 | 0.49389 | 6.5924 | 1.7555 | 2.137 | 2.1151 | 11.4182 | 5.355 | 1.6764 | 2.9224 | 1.3888 | 31.8294
80-90 | 6.8526 | 10.4107 | 14.535 | 7.7397 | 22.6139 | 11.3713 | 13.4138 | 4.7861 | 18.4469 | 24.0098 | 13.418 |  | 80-90 | 0.60345 | 3.2135 | 3.0089 | 1.7108 | 4.5991 | 3.2571 | 3.9562 | 0.57653 | 3.9747 | 1.5493 | 26.9699
90-100 | 4.0025 | 5.2128 | 19.3582 | 19.6769 | 11.8644 | 18.9058 | 15.406 | 11.5836 | 9.8125 | 13.0971 | 12.892 |  | 90-100 | 0.28851 | 1.5746 | 3.2031 | 2.7397 | 2.2072 | 3.8188 | 3.4453 | 0.87565 | 1.6934 | 0.70425 | 20.5298
100-110 | 6.2578 | 20.4909 | 9.8646 | 19.6931 | 13.7951 | 30.4017 | 16.2828 | 38.2834 | 15.1741 | 30.6559 | 20.0899 |  | 100-110 | 0.3383 | 5.6486 | 1.3734 | 2.1998 | 2.4576 | 5.2852 | 2.8761 | 2.2823 | 2.3708 | 1.2588 | 27.4468
110-120 | 24.4666 | 14.8173 | 10.5722 | 24.4856 | 18.0126 | 7.3171 | 6.3172 | 15.802 | 9.6511 | 14.6969 | 14.6139 |  | 110-120 | 1.148 | 3.571 | 1.2792 | 2.0224 | 2.5274 | 0.9934 | 0.70636 | 0.56328 | 1.2713 | 0.47896 | 15.7738
120-130 | 14.0437 | 19.5789 | 34.8267 | 14.2881 | 8.574 | 22.964 | 21.4372 | 28.7557 | 27.8918 | 20.2447 | 21.2605 |  | 120-130 | 0.53002 | 3.8782 | 3.1224 | 0.97223 | 0.93269 | 2.4333 | 2.1191 | 0.72459 | 3.4463 | 0.50801 | 18.7299
130-140 | 14.488 | 14.9977 | 13.0676 | 30.429 | 26.997 | 34.641 | 12.0841 | 47.9497 | 6.3481 | 55.9982 | 25.7 |  | 130-140 | 0.38916 | 2.3518 | 0.93346 | 1.2926 | 2.0004 | 2.5809 | 0.84204 | 0.55992 | 0.78437 | 0.82121 | 17.1104
140-150 | 39.4405 | 28.7261 | 12.6772 | 42.1271 | 10.4736 | 25.6406 | 47.3804 | 39.9704 | 21.6568 | 39.6106 | 30.7703 |  | 140-150 | 0.60345 | 3.746 | 0.85937 | 1.193 | 0.78432 | 1.4434 | 1.6124 | 0.31935 | 1.924 | 0.5938 | 15.965
150-160 | 21.9114 | 25.1038 | 21.2121 | 55.857 | 26.9066 | 30.3046 | 24.4949 | 25.5125 | 19.219 | 40.4271 | 29.0949 |  | 150-160 | 0.20115 | 2.4034 | 1.0205 | 0.54924 | 1.1665 | 1.4049 | 0.79389 | 0.20384 | 1.5112 | 0.25032 | 10.9919
160-170 | 69.8286 | 28.343 | 42.3159 | 78.7296 | 34.641 | 54.569 | 33.3333 | 34.641 | 8.9443 | 27.4874 | 41.2833 |  | 160-170 | 0.26116 | 1.7778 | 1.0179 | 0.34063 | 0.81919 | 1.3552 | 0.3241 | 0.2129 | 0.45668 | 0.26873 | 9.0837
170-180 | 100 | 41.4756 | 22.1108 | 44.7214 | 55.9017 | 36.8514 | 110.5542 | 70.7107 | 36.4417 | 30.1511 | 54.8919 |  | 170-180 | 0.068001 | 1.5746 | 0.24175 | 0.1759 | 0.70505 | 0.54912 | 0.53746 | 0.17383 | 0.93033 | 0.10808 | 6.4476
180-190 | 173.2051 | 14.2857 | 58.9015 | 173.2051 | 35.3553 | 70.7107 | 122.4745 | N/A | 42.0084 | 110.5542 | 88.9667 |  | 180-190 | 0.058891 | 0.33013 | 0.60108 | 0.13625 | 0.22296 | 0.4683 | 0.79389 | #VALUE! | 0.72926 | 0.21617 | 6.5094
190-200 | N/A | 57.735 | 33.3333 | 173.2051 | 173.2051 | N/A | N/A | N/A | 74.5356 | 57.735 | 94.9582 |  | 190-200 | #VALUE! | 0.28591 | 0.14578 | 0.068125 | 0.13653 | #VALUE! | #VALUE! | #VALUE! | 0.45668 | 0.056446 | 1.6724
>200 | N/A | 70.7107 | 66.3325 | 173.2051 | 173.2051 | N/A | N/A | N/A | 85.3461 | 71.0255 | 106.6375 |  | >200 | #VALUE! | 0.46688 | 0.48351 | 0.068125 | 0.13653 | #VALUE! | #VALUE! | #VALUE! | 0.78437 | 0.09218 | 2.7258
[14 empty] | 0 | 0 | 0 | 0 | 0 | 0 | 0 | 0 | 0 | 0 | 0
Total particle RSD | 7.964 | 4 | 9 | 4 | 5 | 9 | 13 | 1.8488 | 7 | 13.7155 | 7.4528 |  | Total particle SD | 71.3588 | 15.1532 | 28.1499 | 17.9197 | 20.5502 | 58.0099 | 93.5359 | 21.7285 | 22.531 | 27.4754 | 410.5133

## PE
EasyMP™ Batch #XXXX [Polyethylene (PE), Fragments, Clear, 10-100 µm]
[link to Google Drive]
Polymer specific gravity: 0.955 g/cm³ (9.55·10−7 µg/µm³) | [12 empty] | MicroplasticSolution.com | contact@microplasticsolution.com
67,227 ± 5,534 (8%) MPs [n/mg] ¦ 1000 mg (1.0 g) dry, neat (powder)
All values in number of microplastics (n)/mg
| SS #1 | SS #2 | SS #3 | SS #4 | Particle count (n/mg) |  |  | Particle size distribution |  |  | D10 (µm) | 10
Diameter (µm) | n/mg | n/mg | n/mg | n/mg | Mean (n/mg) | SD (n/mg) | RSD (%) | Mean diameter (µm) | PSD (%) | Cum. PSD (%) | D50 (µm) | 13.9619
10-20 | 26448.9796 | 35836.7347 | 33336.7347 | 32112.2449 | 31933.6735 | 3439.3394 | 10.7703 | 15 | 47.5012 | 47.5012 | D90 (µm) | 53.9574
20-30 | 14244.898 | 17163.2653 | 16908.1633 | 16112.2449 | 16107.1429 | 1142.9141 | 7.0957 | 25 | 23.9593 | 71.4606
30-40 | 6979.5918 | 7836.7347 | 7795.9184 | 7459.1837 | 7517.8571 | 343.5742 | 4.5701 | 35 | 11.1828 | 82.6433 | Note: D90 signifies that the 90th percentile of particles is below 54 µm in diameter
40-50 | 3806.1224 | 4173.4694 | 3816.3265 | 3867.3469 | 3915.8163 | 150.5534 | 3.8448 | 45 | 5.8248 | 88.4681
50-60 | 2142.8571 | 2683.6735 | 2591.8367 | 2122.449 | 2385.2041 | 254.7319 | 10.6797 | 55 | 3.548 | 92.0161
60-70 | 1408.1633 | 1479.5918 | 1755.102 | 1897.9592 | 1635.2041 | 199.4859 | 12.1994 | 65 | 2.4324 | 94.4484
70-80 | 1071.4286 | 1112.2449 | 1010.2041 | 1081.6327 | 1068.8776 | 37.0557 | 3.4668 | 75 | 1.59 | 96.0384
80-90 | 591.8367 | 683.6735 | 714.2857 | 653.0612 | 660.7143 | 45.2761 | 6.8526 | 85 | 0.98281 | 97.0212
90-100 | 520.4082 | 571.4286 | 551.0204 | 520.4082 | 540.8163 | 21.6461 | 4.0025 | 95 | 0.80446 | 97.8257
100-110 | 408.1633 | 438.7755 | 408.1633 | 367.3469 | 405.6122 | 25.3823 | 6.2578 | 105 | 0.60335 | 98.429
110-120 | 306.1224 | 316.3265 | 500 | 285.7143 | 352.0408 | 86.1324 | 24.4666 | 115 | 0.52366 | 98.9527
120-130 | 255.102 | 244.898 | 285.7143 | 346.9388 | 283.1633 | 39.7665 | 14.0437 | 125 | 0.4212 | 99.3739
130-140 | 163.2653 | 224.4898 | 183.6735 | 234.6939 | 201.5306 | 29.1978 | 14.488 | 135 | 0.29978 | 99.6737
140-150 | 142.8571 | 61.2245 | 81.6327 | 173.4694 | 114.7959 | 45.2761 | 39.4405 | 145 | 0.17076 | 99.8444
150-160 | 91.8367 | 61.2245 | 51.0204 | 71.4286 | 68.8776 | 15.092 | 21.9114 | 155 | 0.10246 | 99.9469
160-170 | 20.4082 | 51.0204 | 0 | 40.8163 | 28.0612 | 19.5948 | 69.8286 | 165 | 0.041741 | 99.9886
170-180 | 10.2041 | 0 | 10.2041 | 0 | 5.102 | 5.102 | 100 | 175 | 0.0075893 | 99.9962
180-190 | 0 | 10.2041 | 0 | 0 | 2.551 | 4.4185 | 173.2051 | 185 | 0.0037946 | 100
190-200 | 0 | 0 | 0 | 0 | 0 | 0 | #DIV/0! | 195 | 0 | 100
>200 | 0 | 0 | 0 | 0 | 0 | 0 | #DIV/0! | 200 | 0 | 100
Total | 58612.2449 | 72948.9796 | 70000 | 67346.9388 | 67227.0408 | 5353.9464 | 7.964
Polymer Raman signature
Raman shift (1/cm) | Counts (relative intensity)
3492.038 | 0.0017805
3488.472 | 0.0030085
3484.905 | -0.00093087
3481.339 | 0.0012161
3477.773 | 0.0019191
3474.206 | 0.00037391
3470.64 | 0.00085074
3467.074 | -0.00017248
3463.507 | 0.0020598
3459.941 | 0.0013655
3456.375 | 0.00054414
3452.808 | -0.0015336
3449.242 | 0.00067575
3445.676 | 0.0014001
3442.109 | 0.001203
3438.543 | -0.00023954
3434.977 | 0.0017989
3431.411 | 0.0019163
3427.844 | 0.0002603
3424.278 | 0.0010067
3420.712 | 0.00074049
3417.145 | -0.001412
3413.579 | 0.0004241
3410.013 | 0.00049626
3406.446 | 0.00095888
3402.88 | 0.0015329
3399.314 | -0.00067977
3395.747 | -0.00051527
3392.181 | 0.00059735
3388.615 | 0.0010299
3385.048 | -0.00045203
3381.482 | 0.0016799
3377.916 | 0.00068625
3374.349 | 0.0001676
3370.783 | 0.00034132
3367.217 | 0.0016863
3363.65 | 0.0017637
3360.084 | 0.00058548
3356.518 | 0.00070055
3352.951 | 0.0015929
3349.385 | 0.0011219
3345.819 | 0.0012221
3342.252 | 0.0010593
3338.686 | 0.0012066
3335.12 | 0.0029164
3331.553 | 0.00097641
3327.987 | 0.0016937
3324.421 | 0.002333
3320.855 | 0.0016471
3317.288 | 0.0023611
3313.722 | 0.001516
3310.156 | 0.0013318
3306.589 | 0.00094309
3303.023 | 0.00053509
3299.457 | 0.002027
3295.89 | 0.00036803
3292.324 | -0.00064361
3288.758 | 0.00075338
3285.191 | 0.0017218
3281.625 | 0.00060085
3278.059 | 0.0001477
3274.492 | 0.0031003
3270.926 | 0.0003753
3267.36 | 0.0013395
3263.793 | 0.0015728
3260.227 | 0.00052888
3256.661 | -0.00020378
3253.094 | 0.00028066
3249.528 | 0.0017799
3245.962 | 0.0012836
3242.395 | 0.0023117
3238.829 | 0.00098744
3235.263 | 0.0021504
3231.696 | 0.00020981
3228.13 | -0.00041403
3224.564 | 0.001528
3220.997 | 0.0026953
3217.431 | 0.002291
3213.865 | 3.4126e-05
3210.299 | -0.00026228
3206.732 | 0.002364
3203.166 | 0.0017903
3199.6 | 0.0021802
3196.033 | 0.0021938
3192.467 | 0.0037379
3188.901 | 0.0016604
3185.334 | 0.00043307
3181.768 | -0.00069591
3178.202 | 0.00047671
3174.635 | 0.001103
3171.069 | 0.00050349
3167.503 | 0.0041351
3163.936 | 0.00028157
3160.37 | 0.002046
3156.804 | 0.0012255
3153.237 | 0.00016176
3149.671 | 0.0025809
3146.105 | 0.0029976
3142.538 | 0.0020167
3138.972 | 0.0023402
3135.406 | 0.0012142
3131.839 | 0.0022958
3128.273 | 0.0012642
3124.707 | 0.0026872
3121.14 | 0.0045416
3117.574 | 0.0044816
3114.008 | 0.0032238
3110.441 | 0.0041574
3106.875 | 0.0024831
3103.309 | 0.0056318
3099.743 | 0.005046
3096.176 | 0.0068891
3092.61 | 0.0073597
3089.044 | 0.0064528
3085.477 | 0.007657
3081.911 | 0.0098647
3078.345 | 0.0067401
3074.778 | 0.0076413
3071.212 | 0.0069277
3067.646 | 0.0077944
3064.079 | 0.007215
3060.513 | 0.008161
3056.947 | 0.0087394
3053.38 | 0.0096436
3049.814 | 0.007977
3046.248 | 0.0095413
3042.681 | 0.0093384
3039.115 | 0.010127
3035.549 | 0.011046
3031.982 | 0.0097642
3028.416 | 0.012306
3024.85 | 0.011187
3021.283 | 0.011561
3017.717 | 0.011212
3014.151 | 0.014297
3010.584 | 0.014472
3007.018 | 0.015093
3003.452 | 0.01461
2999.885 | 0.015264
2996.319 | 0.015551
2992.753 | 0.016446
2989.187 | 0.01715
2985.62 | 0.01895
2982.054 | 0.019607
2978.488 | 0.022648
2974.921 | 0.023747
2971.355 | 0.025002
2967.789 | 0.029168
2964.222 | 0.034212
2960.656 | 0.040995
2957.09 | 0.05084
2953.523 | 0.068512
2949.957 | 0.088543
2946.391 | 0.12539
2942.824 | 0.16445
2939.258 | 0.19487
2935.692 | 0.22014
2932.125 | 0.23479
2928.559 | 0.24222
2924.993 | 0.24587
2921.426 | 0.2544
2917.86 | 0.27389
2914.294 | 0.30328
2910.727 | 0.33618
2907.161 | 0.37234
2903.595 | 0.40129
2900.028 | 0.43087
2896.462 | 0.46749
2892.896 | 0.58384
2889.329 | 0.8163
2885.763 | 1
2882.197 | 0.86257
2878.631 | 0.61655
2875.064 | 0.49189
2871.498 | 0.46548
2867.932 | 0.48691
2864.365 | 0.53194
2860.799 | 0.60581
2857.233 | 0.69783
2853.666 | 0.76583
2850.1 | 0.7423
2846.534 | 0.60764
2842.967 | 0.40931
2839.401 | 0.24734
2835.835 | 0.14139
2832.268 | 0.080776
2828.702 | 0.052768
2825.136 | 0.035402
2821.569 | 0.025607
2818.003 | 0.017833
2814.437 | 0.013836
2810.87 | 0.0091251
2807.304 | 0.0082995
2803.738 | 0.0070279
2800.171 | 0.0066956
2796.605 | 0.0051981
2793.039 | 0.0031141
2789.472 | 0.00074237
2785.906 | -6.8772e-05
2782.34 | -2.11e-07
2778.773 | -4.2653e-05
2775.207 | 0.0034279
2771.641 | 0.0040051
2768.075 | 0.0028355
2764.508 | 0.0039361
2760.942 | 0.0060389
2757.376 | 0.0065438
2753.809 | 0.0061994
2750.243 | 0.0086451
2746.677 | 0.013991
2743.11 | 0.017206
2739.544 | 0.02343
2735.978 | 0.034921
2732.411 | 0.04214
2728.845 | 0.048753
2725.279 | 0.053386
2721.712 | 0.049833
2718.146 | 0.044286
2714.58 | 0.0375
2711.013 | 0.03353
2707.447 | 0.028149
2703.881 | 0.02129
2700.314 | 0.015684
2696.748 | 0.017015
2693.182 | 0.012063
2689.615 | 0.011184
2686.049 | 0.008807
2682.483 | 0.0093791
2678.916 | 0.0087172
2675.35 | 0.0073614
2671.784 | 0.0070705
2668.217 | 0.0083875
2664.651 | 0.011573
2661.085 | 0.0096977
2657.519 | 0.012543
2653.952 | 0.011626
2650.386 | 0.010309
2646.82 | 0.012418
2643.253 | 0.0094747
2639.687 | 0.0095939
2636.121 | 0.0068283
2632.554 | 0.0055875
2628.988 | 0.008262
2625.422 | 0.0087842
2621.855 | 0.0079635
2618.289 | 0.010175
2614.723 | 0.010309
2611.156 | 0.0090536
2607.59 | 0.0096959
2604.024 | 0.0085097
2600.457 | 0.0079801
2596.891 | 0.0077665
2593.325 | 0.0093904
2589.758 | 0.0080345
2586.192 | 0.0069776
2582.626 | 0.0067433
2579.059 | 0.0049396
2575.493 | 0.0055111
2571.927 | 0.0050264
2568.36 | 0.00085672
2564.794 | 0.003629
2561.228 | 0.0030975
2557.661 | 0.002414
2554.095 | 0.0004016
2550.529 | 0.0025927
2546.963 | 0.0033067
2543.396 | 0.0023416
2539.83 | 0.0049001
2536.264 | 0.0026973
2532.697 | -1.298e-05
2529.131 | 0.0018355
2525.565 | 0.0013769
2521.998 | 0.0022008
2518.432 | 0.0014602
2514.866 | 0.00073709
2511.299 | 0.0013262
2507.733 | -0.0015412
2504.167 | 3.1103e-05
2500.6 | -0.00021008
2497.034 | 0.00081531
2493.468 | 0.00088892
2489.901 | 0.001145
2486.335 | 0.0020728
2482.769 | 0.002259
2479.202 | 0.0015867
2475.636 | -0.00056152
2472.07 | 0.00073225
2468.503 | 0.0028986
2464.937 | 0.0012685
2461.371 | 0.0033714
2457.804 | 0.0025012
2454.238 | 0.0025218
2450.672 | 0.0034547
2447.105 | 0.00092245
2443.539 | 0.0050241
2439.973 | 0.0035875
2436.407 | 0.0039766
2432.84 | 0.0036213
2429.274 | 0.0024493
2425.708 | 0.0031978
2422.141 | 0.0019309
2418.575 | 0.0014068
2415.009 | 0.00070509
2411.442 | 0.00059387
2407.876 | 0.0037165
2404.31 | 0.0013151
2400.743 | 0.00058412
2397.177 | 0.00073314
2393.611 | 0.00095016
2390.044 | 0.0019837
2386.478 | 0.003065
2382.912 | 0.00035258
2379.345 | 0.00074376
2375.779 | 0.00051518
2372.213 | 0.0013543
2368.646 | 0.0020967
2365.08 | 0.00085255
2361.514 | -0.0001383
2357.947 | 0.0021157
2354.381 | 0.0015459
2350.815 | 0.001579
2347.248 | -0.00037361
2343.682 | 0.00065252
2340.116 | 0.00050483
2336.549 | 0.0024093
2332.983 | 0.0020565
2329.417 | -0.00072079
2325.851 | -0.0012799
2322.284 | 0.0017289
2318.718 | 7.2997e-05
2315.152 | 0.00081031
2311.585 | 0.00026104
2308.019 | 8.4264e-05
2304.453 | 0.0013628
2300.886 | 0.00055916
2297.32 | 0.00026911
2293.754 | 0.002472
2290.187 | 0.0023802
2286.621 | 0.0016288
2283.055 | 0.001289
2279.488 | 0.0018886
2275.922 | 0.0022205
2272.356 | 0.0028331
2268.789 | 0.0013205
2265.223 | 0.0011063
2261.657 | 0.0018746
2258.09 | 0.00081852
2254.524 | 0.00030541
2250.958 | 0.00066039
2247.391 | 0.001031
2243.825 | 0.0021783
2240.259 | 0.002132
2236.692 | 0.001172
2233.126 | 0.0016257
2229.56 | 0.0023025
2225.993 | 0.0028157
2222.427 | 0.0036636
2218.861 | 0.0016673
2215.295 | 0.0035734
2211.728 | 0.0013186
2208.162 | -0.0002565
2204.596 | 0.0029908
2201.029 | 0.0042496
2197.463 | 0.0038696
2193.897 | 0.0049102
2190.33 | 0.0073984
2186.764 | 0.0056503
2183.198 | 0.0064532
2179.631 | 0.0042676
2176.065 | 0.0033583
2172.499 | 0.002424
2168.932 | 0.0019956
2165.366 | 0.0013578
2161.8 | 0.00061487
2158.233 | -0.00052728
2154.667 | -0.00028861
2151.101 | 0.00021801
2147.534 | 0.0015229
2143.968 | 0.00036233
2140.402 | -0.00029663
2136.835 | 0.00023274
2133.269 | 0.00057762
2129.703 | 0.001374
2126.136 | 0.00082619
2122.57 | 0.0014406
2119.004 | 0.0019761
2115.437 | 0.0013086
2111.871 | 0.00098947
2108.305 | 0.00053931
2104.739 | 0.0017795
2101.172 | 0.00087858
2097.606 | 0.00095245
2094.04 | 0.0022807
2090.473 | 0.0022004
2086.907 | 0.0016487
2083.341 | 0.0010198
2079.774 | -0.00029118
2076.208 | 0.0014077
2072.642 | 0.002061
2069.075 | 8.9252e-05
2065.509 | 0.00034265
2061.943 | 0.0020501
2058.376 | -0.000961
2054.81 | -0.0013728
2051.244 | 0.0017801
2047.677 | 0.0010724
2044.111 | 0.0010662
2040.545 | -0.0005586
2036.978 | 0.0016814
2033.412 | 0.0030427
2029.846 | 0.0027847
2026.279 | 0.00070654
2022.713 | 8.0769e-05
2019.147 | 0.00048392
2015.58 | 0.0010092
2012.014 | 0.0015345
2008.448 | 0.0014754
2004.881 | 0.0029328
2001.315 | -4.0567e-05
1997.749 | -9.1949e-05
1994.183 | 0.0018969
1990.616 | 0.00060279
1987.05 | 0.00051166
1983.484 | -0.0009037
1979.917 | 0.0019251
1976.351 | 0.0025914
1972.785 | 0.0010437
1969.218 | -0.0015154
1965.652 | 0.00066445
1962.086 | 0.0022944
1958.519 | -0.0004433
1954.953 | 0.00067126
1951.387 | 0.0013125
1947.82 | -0.00041572
1944.254 | 0.0018136
1940.688 | 0.0022965
1937.121 | 0.00092986
1933.555 | 0.00059986
1929.989 | 0.0016726
1926.422 | 0.0014617
1922.856 | 0.0020963
1919.29 | 0.001333
1915.723 | 0.0018944
1912.157 | 0.00060189
1908.591 | 0.0018558
1905.024 | 0.0029425
1901.458 | 0.0020402
1897.892 | 0.0020608
1894.325 | 0.0021742
1890.759 | 0.0035854
1887.193 | 0.0023821
1883.627 | 0.0017442
1880.06 | 0.0010679
1876.494 | 0.0021363
1872.928 | 0.0026275
1869.361 | 0.0033845
1865.795 | 0.0022022
1862.229 | 0.00046873
1858.662 | 0.00093674
1855.096 | 0.0016076
1851.53 | 0.00096654
1847.963 | 0.00090322
1844.397 | 0.001668
1840.831 | 0.00033247
1837.264 | 0.00033268
1833.698 | 0.0016821
1830.132 | 0.00091874
1826.565 | 0.0012467
1822.999 | -6.8138e-05
1819.433 | -0.00065718
1815.866 | -0.001151
1812.3 | 0.00061199
1808.734 | 0.0025755
1805.167 | 0.00084483
1801.601 | 0.0020828
1798.035 | 0.0020333
1794.468 | 0.0030166
1790.902 | 0.0012292
1787.336 | 0.00017512
1783.769 | 0.0018512
1780.203 | 0.0019633
1776.637 | 0.0014448
1773.071 | 0.0012528
1769.504 | 0.0033251
1765.938 | 0.0026113
1762.372 | 0.0010002
1758.805 | 0.0012434
1755.239 | 0.0015661
1751.673 | 0.0020049
1748.106 | 0.0010154
1744.54 | 0.001961
1740.974 | 0.0018697
1737.407 | 0.0015357
1733.841 | 0.00079006
1730.275 | 0.00051699
1726.708 | 0.0019486
1723.142 | 0.0016714
1719.576 | 0.0012874
1716.009 | 0.0013297
1712.443 | 0.0010128
1708.877 | 0.0014046
1705.31 | 0.0010538
1701.744 | -0.00034013
1698.178 | -0.00073498
1694.611 | 0.0012833
1691.045 | 0.0023995
1687.479 | 0.00065982
1683.912 | 0.0010297
1680.346 | 0.0013532
1676.78 | 0.0036601
1673.213 | 0.0017431
1669.647 | 0.0012344
1666.081 | 0.0029885
1662.515 | -0.001692
1658.948 | 0.00060104
1655.382 | 0.00033508
1651.816 | 0.0012773
1648.249 | 0.0018843
1644.683 | 0.002327
1641.117 | 0.0020817
1637.55 | 0.0013378
1633.984 | 0.00068366
1630.418 | 0.0016301
1626.851 | 0.001061
1623.285 | -0.00050697
1619.719 | 0.00048763
1616.152 | 0.0016225
1612.586 | 0.0017896
1609.02 | 0.0026115
1605.453 | 0.0011623
1601.887 | 0.0029559
1598.321 | 0.0021693
1594.754 | 0.00098023
1591.188 | 0.0013446
1587.622 | -0.00015732
1584.055 | 0.0011826
1580.489 | 0.00047341
1576.923 | 0.0032841
1573.356 | 0.0032823
1569.79 | 0.0015861
1566.224 | 0.00075533
1562.657 | 0.00090916
1559.091 | 0.0026031
1555.525 | 0.0034205
1551.959 | 0.0020801
1548.392 | 0.001852
1544.826 | 0.0025541
1541.26 | 0.0016887
1537.693 | 0.0022253
1534.127 | 0.0019533
1530.561 | 0.00117
1526.994 | 0.0023863
1523.428 | 0.0033042
1519.862 | 0.0039185
1516.295 | 0.0036
1512.729 | 0.0035499
1509.163 | 0.0036634
1505.596 | 0.0040523
1502.03 | 0.005553
1498.464 | 0.0069127
1494.897 | 0.0092593
1491.331 | 0.012182
1487.765 | 0.016252
1484.198 | 0.023201
1480.632 | 0.033592
1477.066 | 0.050139
1473.499 | 0.07318
1469.933 | 0.086819
1466.367 | 0.089861
1462.8 | 0.096508
1459.234 | 0.091122
1455.668 | 0.09128
1452.101 | 0.10177
1448.535 | 0.12827
1444.969 | 0.14096
1441.403 | 0.12968
1437.836 | 0.098472
1434.27 | 0.065517
1430.704 | 0.042782
1427.137 | 0.034186
1423.571 | 0.038056
1420.005 | 0.03878
1416.438 | 0.029731
1412.872 | 0.013543
1409.306 | 0.0068047
1405.739 | 0.0014691
1402.173 | -0.00030721
1398.607 | 0.00018509
1395.04 | -1.8935e-05
1391.474 | 0.00031231
1387.908 | 0.0012556
1384.341 | 5.7453e-05
1380.775 | 0.0022102
1377.209 | 0.0079695
1373.642 | 0.0098303
1370.076 | 0.0086323
1366.51 | 0.0059536
1362.943 | 0.002466
1359.377 | 4.773e-06
1355.811 | 2.3449e-05
1352.244 | 0.00047844
1348.678 | 0.00057181
1345.112 | 0.001552
1341.545 | 0.00016101
1337.979 | 0.0027878
1334.413 | 0.0052712
1330.847 | 0.0049026
1327.28 | 0.0063811
1323.714 | 0.0090961
1320.148 | 0.010331
1316.581 | 0.016399
1313.015 | 0.022042
1309.449 | 0.030791
1305.882 | 0.066011
1302.316 | 0.12401
1298.75 | 0.15164
1295.183 | 0.11509
1291.617 | 0.057442
1288.051 | 0.023521
1284.484 | 0.014016
1280.918 | 0.010589
1277.352 | 0.0081299
1273.785 | 0.0095238
1270.219 | 0.0081162
1266.653 | 0.0044407
1263.086 | 0.0039235
1259.52 | 0.0027547
1255.954 | 0.0016361
1252.387 | 0.0006029
1248.821 | 0.00050786
1245.255 | 0.00074746
1241.688 | 0.0010428
1238.122 | 0.0015017
1234.556 | 0.0004505
1230.989 | 0.0028212
1227.423 | 0.0013212
1223.857 | 0.00027387
1220.291 | -0.00022481
1216.724 | -0.00030499
1213.158 | -0.00039329
1209.592 | 0.00062126
1206.025 | 0.0016721
1202.459 | 0.00096584
1198.893 | -0.00024455
1195.326 | 0.00093968
1191.76 | 0.0018478
1188.194 | 0.0024697
1184.627 | 0.003688
1181.061 | 0.0091713
1177.495 | 0.015673
1173.928 | 0.019954
1170.362 | 0.017682
1166.796 | 0.012274
1163.229 | 0.0081408
1159.663 | 0.0053777
1156.097 | 0.0076676
1152.53 | 0.0078531
1148.964 | 0.0090849
1145.398 | 0.018287
1141.831 | 0.039782
1138.265 | 0.081016
1134.699 | 0.11663
1131.132 | 0.11659
1127.566 | 0.081451
1124 | 0.041473
1120.433 | 0.020655
1116.867 | 0.015212
1113.301 | 0.010809
1109.735 | 0.0092098
1106.168 | 0.012151
1102.602 | 0.012627
1099.036 | 0.012808
1095.469 | 0.014376
1091.903 | 0.016138
1088.337 | 0.017748
1084.77 | 0.020418
1081.204 | 0.018178
1077.638 | 0.021829
1074.071 | 0.037979
1070.505 | 0.067232
1066.939 | 0.095116
1063.372 | 0.092396
1059.806 | 0.061593
1056.24 | 0.031002
1052.673 | 0.014935
1049.107 | 0.010029
1045.541 | 0.0061344
1041.974 | 0.0058997
1038.408 | 0.0051954
1034.842 | 0.0030775
1031.275 | 0.0026193
1027.709 | 0.0041365
1024.143 | 0.0044082
1020.576 | 0.0020828
1017.01 | 0.0029273
1013.444 | 0.0023729
1009.877 | 0.0045147
1006.311 | 0.0014059
1002.745 | 0.00083409
999.179 | 0.00057623
995.612 | 0.00071562
992.046 | 0.0014645
988.48 | -0.00019655
984.913 | -4.4576e-05
981.347 | 0.0016685
977.781 | -0.0007672
974.214 | 5.3994e-06
970.648 | -0.00015661
967.082 | 0.00023496
963.515 | 0.001313
959.949 | 0.0014061
956.383 | 0.0013199
952.816 | 6.8632e-05
949.25 | 0.0013566
945.684 | 0.00096235
942.117 | 0.0021662
938.551 | 0.0024499
934.985 | 0.0024814
931.418 | 0.0034759
927.852 | 0.004191
924.286 | 0.0035812
920.719 | 0.00085632
917.153 | 0.0046698
913.587 | 0.0044636
910.02 | 0.0043563
906.454 | 0.004535
902.888 | 0.0042467
899.321 | 0.0043796
895.755 | 0.0055071
892.189 | 0.0047203
888.623 | 0.0051862
885.056 | 0.0066786
881.49 | 0.0070566
877.924 | 0.0061864
874.357 | 0.0056257
870.791 | 0.0064364
867.225 | 0.0070152
863.658 | 0.0062313
860.092 | 0.0058627
856.526 | 0.0064557
852.959 | 0.0066336
849.393 | 0.0072476
845.827 | 0.0070324
842.26 | 0.0047226
838.694 | 0.0061682
835.128 | 0.0052401
831.561 | 0.0051121
827.995 | 0.004179
824.429 | 0.0043836
820.862 | 0.0046473
817.296 | 0.0042263
813.73 | 0.0045339
810.163 | 0.0043452
806.597 | 0.0060647
803.031 | 0.0052919
799.464 | 0.0038674
795.898 | 0.0036234
792.332 | 0.0041072
788.765 | 0.0036672
785.199 | 0.0022983
781.633 | 0.0045782
778.067 | 0.0049684
774.5 | 0.0063188
770.934 | 0.0061413
767.368 | 0.0044982
763.801 | 0.0029638
760.235 | 0.0026974
756.669 | 0.0039395
753.102 | 0.0031803
749.536 | 0.003087
745.97 | 0.0029629
742.403 | 0.0031721
738.837 | 0.0040661
735.271 | 0.0050172
731.704 | 0.0039567
728.138 | 0.0064993
724.572 | 0.0036131
721.005 | 0.0017399
717.439 | 0.0014599
713.873 | 0.0016392
710.306 | 0.0015031
706.74 | 0.0012898
703.174 | 0.0026337
699.607 | 0.0019804
696.041 | -1.4987e-05
692.475 | -0.0015546
688.908 | -0.0009274
685.342 | 0.0014598
681.776 | 0.0010585
678.209 | 0.0022177
674.643 | 0.00091411
671.077 | 0.0020349
667.511 | 0.0026501
663.944 | 0.0017886
660.378 | 0.0012104
656.812 | -0.00081108
653.245 | 0.00076072
649.679 | 0.0004509
646.113 | 0.00085347
642.546 | 0.0015901
638.98 | 0.0019369
635.414 | 0.0022088
631.847 | 0.0033622
628.281 | 0.0025999
624.715 | 0.0014032
621.148 | 0.0011405
617.582 | 0.00115
614.016 | 0.00071534
610.449 | 0.00079921
606.883 | 0.0020929
603.317 | 0.00097148
599.75 | 0.0016639
596.184 | 0.0018855
592.618 | 0.00073414
589.051 | -0.00048644
585.485 | -0.00062878
581.919 | 0.0011988
578.352 | 0.0021448
574.786 | 0.0018011
571.22 | 0.00086302
567.653 | 0.0002203
564.087 | 0.00022129
560.521 | 0.00022228
556.955 | 9.7518e-05
553.388 | 0.00094774
549.822 | 0.0011444
546.256 | 0.00033551
542.689 | 0.00010222
539.123 | 0.0029556
535.557 | 0.0024332
531.99 | 0.0032339
528.424 | 0.0023287
524.858 | 0.0013344
521.291 | 0.0023605
517.725 | 0.0010819
514.159 | 0.0022178
510.592 | 0.00025679
507.026 | -0.0006038
503.46 | -0.00092279
499.893 | -0.0009539
496.327 | 0.0025703
492.761 | 0.0019959
489.194 | 0.00046595
485.628 | -0.00041506
482.062 | 0.00011471
478.495 | 0.0011879
474.929 | 0.00055897
471.363 | 0.001259
467.796 | -0.0001178
464.23 | 0.00043865
460.664 | 0.00087094
457.097 | 6.4924e-05
453.531 | -0.00017534
449.965 | 0.00023911
446.399 | 3.0428e-05
442.832 | 0.0011467
439.266 | 0.0017704
435.7 | 0.0014238
432.133 | 0.002063
428.567 | 0.0020441
425.001 | 0.0029964
421.434 | 0.0014126
417.868 | -8.5541e-05
414.302 | 0.00021193
410.735 | 0.00058483
407.169 | 0.00041942
403.603 | 0.002379
400.036 | 0.002424
396.47 | 0.0014367
392.904 | 0.00091273
389.337 | 0.00061281
385.771 | 0.00072793
382.205 | 0.0012935
378.638 | 0.00071875
375.072 | 0.00010373
371.506 | 0.00070461
367.939 | 0.00095911
364.373 | 0.00053894
360.807 | 0.00093653
357.24 | 0.0013828
353.674 | 0.001407
350.108 | 0.0008334
346.541 | -0.00072631
342.975 | 0.00048225
339.409 | 0.0011275
335.843 | 0.0011171
332.276 | 0.00041468
328.71 | -0.0012499
325.144 | 0.0010868
321.577 | 0.0012407
318.011 | 0.00083843
314.445 | 0.00048938
310.878 | 0.00045119
307.312 | 0.0011012
303.746 | 0.001483
300.179 | 0.001139
296.613 | 0.0011066
293.047 | 0.0010397
289.48 | -8.1242e-05
285.914 | 0.0029151

## PP
EasyMP™ Batch #XXXX [Polypropylene (PP), Fragments, Clear, 10-100 µm]
[link to Google Drive]
Polymer specific gravity: 0.905 g/cm³ (9.05·10−7 µg/µm³) | [12 empty] | MicroplasticSolution.com | contact@microplasticsolution.com
11,475 ± 432 (4%) MPs [n/mg] ¦ 1000 mg (1.0 g) dry, neat (powder)
All values in number of microplastics (n)/mg
| SS #1 | SS #2 | SS #3 | SS #4 | Particle count (n/mg) |  |  | Particle size distribution |  |  | D10 (µm) | 19.0285
Diameter (µm) | n/mg | n/mg | n/mg | n/mg | Mean (n/mg) | SD (n/mg) | RSD (%) | Mean diameter (µm) | PSD (%) | Cum. PSD (%) | D50 (µm) | 75.2184
10-20 | 1300 | 700 | 1040 | 700 | 935 | 252.3391 | 26.9881 | 15 | 8.1481 | 8.1481 | D90 (µm) | 124.2587
20-30 | 740 | 440 | 800 | 580 | 640 | 140.7125 | 21.9863 | 25 | 5.5773 | 13.7255
30-40 | 740 | 600 | 560 | 560 | 615 | 73.9932 | 12.0314 | 35 | 5.3595 | 19.085 | Note: D90 signifies that the 90th percentile of particles is below 124 µm in diameter
40-50 | 800 | 700 | 640 | 940 | 770 | 113.5782 | 14.7504 | 45 | 6.7102 | 25.7952
50-60 | 980 | 740 | 860 | 900 | 870 | 86.6025 | 9.9543 | 55 | 7.5817 | 33.3769
60-70 | 1000 | 1100 | 940 | 1220 | 1065 | 106.1838 | 9.9703 | 65 | 9.281 | 42.658
70-80 | 700 | 1260 | 1040 | 980 | 995 | 199.6873 | 20.0691 | 75 | 8.671 | 51.329
80-90 | 840 | 840 | 1060 | 1000 | 935 | 97.3396 | 10.4107 | 85 | 8.1481 | 59.4771
90-100 | 880 | 980 | 860 | 940 | 915 | 47.697 | 5.2128 | 95 | 7.9739 | 67.451
100-110 | 800 | 600 | 1080 | 860 | 835 | 171.0994 | 20.4909 | 105 | 7.2767 | 74.7277
110-120 | 580 | 760 | 700 | 880 | 730 | 108.1665 | 14.8173 | 115 | 6.3617 | 81.0893
120-130 | 400 | 700 | 660 | 640 | 600 | 117.4734 | 19.5789 | 125 | 5.2288 | 86.3181
130-140 | 380 | 460 | 480 | 580 | 475 | 71.239 | 14.9977 | 135 | 4.1394 | 90.4575
140-150 | 280 | 440 | 560 | 300 | 395 | 113.4681 | 28.7261 | 145 | 3.4423 | 93.8998
150-160 | 180 | 380 | 320 | 280 | 290 | 72.8011 | 25.1038 | 155 | 2.5272 | 96.427
160-170 | 120 | 220 | 160 | 260 | 190 | 53.8516 | 28.343 | 165 | 1.6558 | 98.0828
170-180 | 80 | 140 | 60 | 180 | 115 | 47.697 | 41.4756 | 175 | 1.0022 | 99.085
180-190 | 80 | 60 | 80 | 60 | 70 | 10 | 14.2857 | 185 | 0.61002 | 99.695
190-200 | 20 | 20 | 0 | 20 | 15 | 8.6603 | 57.735 | 195 | 0.13072 | 99.8257
>200 | 40 | 20 | 0 | 20 | 20 | 14.1421 | 70.7107 | 200 | 0.17429 | 100
Total | 10940 | 11160 | 11900 | 11900 | 11475 | 432.059 | 3.7652
Polymer Raman signature
Raman shift (1/cm) | Counts (relative intensity)
64.802 | 0.054179
68.368 | 0.06181
71.935 | 0.059999
75.501 | 0.053618
79.067 | 0.04767
82.634 | 0.047358
86.2 | 0.05109
89.766 | 0.059507
93.333 | 0.071137
96.899 | 0.083942
100.465 | 0.095337
104.032 | 0.10393
107.598 | 0.11265
111.164 | 0.1088
114.731 | 0.092089
118.297 | 0.073258
121.863 | 0.05243
125.429 | 0.03317
128.996 | 0.019026
132.562 | 0.010978
136.128 | 0.0076231
139.695 | -0.00038368
143.261 | -0.00057105
146.827 | 0.00027385
150.394 | 0.00032296
153.96 | 0.00031535
157.526 | 0.0022904
161.093 | 0.0072977
164.659 | 0.016103
168.225 | 0.028355
171.792 | 0.041177
175.358 | 0.041883
178.924 | 0.042731
182.491 | 0.042773
186.057 | 0.035424
189.623 | 0.020635
193.19 | 0.016449
196.756 | 0.008979
200.322 | 0.0078297
203.889 | 0.0076685
207.455 | 0.0057291
211.021 | 0.003927
214.588 | 0.0036873
218.154 | 0.0040557
221.72 | 0.0068531
225.287 | 0.0087388
228.853 | 0.0053939
232.419 | 0.0094192
235.985 | 0.0050074
239.552 | 0.0066917
243.118 | 0.013934
246.684 | 0.021511
250.251 | 0.022527
253.817 | 0.020387
257.383 | 0.024359
260.95 | 0.021753
264.516 | 0.013387
268.082 | 0.0141
271.649 | 0.0046085
275.215 | 0.0055602
278.781 | 0.0075763
282.348 | 0.0064398
285.914 | 0.0022157
289.48 | 0.0025986
293.047 | 0.0055004
296.613 | 0.0037247
300.179 | 0.0050487
303.746 | 0.0094356
307.312 | 0.0075424
310.878 | 0.0095908
314.445 | 0.013229
318.011 | 0.019932
321.577 | 0.024431
325.144 | 0.023694
328.71 | 0.027188
332.276 | 0.028072
335.843 | 0.020513
339.409 | 0.017913
342.975 | 0.018318
346.541 | 0.010298
350.108 | 0.0070558
353.674 | 0.010771
357.24 | 0.010441
360.807 | 0.0067769
364.373 | 0.0049213
367.939 | 0.011519
371.506 | 0.010641
375.072 | 0.010924
378.638 | 0.013508
382.205 | 0.017338
385.771 | 0.022257
389.337 | 0.031976
392.904 | 0.050152
396.47 | 0.088313
400.036 | 0.1215
403.603 | 0.13022
407.169 | 0.10753
410.735 | 0.070542
414.302 | 0.044952
417.868 | 0.031795
421.434 | 0.024993
425.001 | 0.021291
428.567 | 0.019545
432.133 | 0.016582
435.7 | 0.019992
439.266 | 0.019097
442.832 | 0.021981
446.399 | 0.026096
449.965 | 0.024413
453.531 | 0.033477
457.097 | 0.046173
460.664 | 0.045719
464.23 | 0.039539
467.796 | 0.032293
471.363 | 0.024503
474.929 | 0.01812
478.495 | 0.020913
482.062 | 0.015947
485.628 | 0.010943
489.194 | 0.012834
492.761 | 0.020474
496.327 | 0.014089
499.893 | 0.011633
503.46 | 0.010206
507.026 | 0.016205
510.592 | 0.020057
514.159 | 0.014068
517.725 | 0.016671
521.291 | 0.024019
524.858 | 0.03164
528.424 | 0.035765
531.99 | 0.036372
535.557 | 0.033384
539.123 | 0.024936
542.689 | 0.021142
546.256 | 0.015928
549.822 | 0.011383
553.388 | 0.0082287
556.955 | 0.0073797
560.521 | 0.008832
564.087 | 0.0053622
567.653 | 0.0054266
571.22 | 0.0084766
574.786 | 0.0059108
578.352 | 0.0032563
581.919 | 0.0078013
585.485 | 0.0093041
589.051 | 0.009179
592.618 | 0.0050473
596.184 | 0.0051977
599.75 | 0.0088907
603.317 | 0.012032
606.883 | 0.011256
610.449 | 0.0081388
614.016 | 0.0079604
617.582 | 0.0040969
621.148 | 0.0052289
624.715 | 0.0071473
628.281 | 0.0048589
631.847 | 0.0071199
635.414 | 0.0082866
638.98 | 0.0068417
642.546 | 0.008508
646.113 | 0.0064586
649.679 | 0.0035589
653.245 | 0.0075369
656.812 | 0.010306
660.378 | 0.0048804
663.944 | 0.0056849
667.511 | 0.0086235
671.077 | 0.0071993
674.643 | 0.0043249
678.209 | 0.0083273
681.776 | 0.008219
685.342 | 0.0095813
688.908 | 0.0066445
692.475 | 0.0020533
696.041 | 0.0039254
699.607 | 0.010355
703.174 | 0.0090749
706.74 | 0.0017595
710.306 | 0.0071564
713.873 | 0.0092297
717.439 | 0.0072027
721.005 | 0.0069247
724.572 | 0.0083104
728.138 | 0.0052628
731.704 | 0.0037767
735.271 | 0.012911
738.837 | 0.0075777
742.403 | 0.0054392
745.97 | 0.0077976
749.536 | 0.010735
753.102 | 0.011324
756.669 | 0.0081006
760.235 | 0.012255
763.801 | 0.012324
767.368 | 0.01306
770.934 | 0.014525
774.5 | 0.013308
778.067 | 0.0091417
781.633 | 0.01037
785.199 | 0.018903
788.765 | 0.018882
792.332 | 0.018269
795.898 | 0.029487
799.464 | 0.044456
803.031 | 0.066632
806.597 | 0.11764
810.163 | 0.18219
813.73 | 0.18946
817.296 | 0.14016
820.862 | 0.090551
824.429 | 0.058459
827.995 | 0.050958
831.561 | 0.061587
835.128 | 0.066521
838.694 | 0.096326
842.26 | 0.14028
845.827 | 0.15046
849.393 | 0.12007
852.959 | 0.074242
856.526 | 0.039906
860.092 | 0.02542
863.658 | 0.018824
867.225 | 0.015569
870.791 | 0.014366
874.357 | 0.008971
877.924 | 0.0087852
881.49 | 0.011691
885.056 | 0.012306
888.623 | 0.011825
892.189 | 0.018129
895.755 | 0.014022
899.321 | 0.020303
902.888 | 0.023757
906.454 | 0.020696
910.02 | 0.013794
913.587 | 0.0083495
917.153 | 0.0056927
920.719 | -0.00043273
924.286 | -0.00091301
927.852 | 0.0039562
931.418 | 0.0089592
934.985 | 0.0091929
938.551 | 0.018128
942.117 | 0.030688
945.684 | 0.031466
949.25 | 0.023266
952.816 | 0.013124
956.383 | 0.011921
959.949 | 0.011019
963.515 | 0.012435
967.082 | 0.022447
970.648 | 0.045549
974.214 | 0.068614
977.781 | 0.069984
981.347 | 0.054667
984.913 | 0.029328
988.48 | 0.014616
992.046 | 0.017467
995.612 | 0.030267
999.179 | 0.041083
1002.745 | 0.045276
1006.311 | 0.038938
1009.877 | 0.019386
1013.444 | 0.0090712
1017.01 | 0.013639
1020.576 | 0.0070928
1024.143 | 0.0071139
1027.709 | 0.011195
1031.275 | 0.018859
1034.842 | 0.031755
1038.408 | 0.041975
1041.974 | 0.03785
1045.541 | 0.036931
1049.107 | 0.023857
1052.673 | 0.027728
1056.24 | 0.021489
1059.806 | 0.015256
1063.372 | 0.0084573
1066.939 | 0.0043281
1070.505 | 0.0033687
1074.071 | 0.0016518
1077.638 | 0.0037405
1081.204 | 0.0019558
1084.77 | 0.00034402
1088.337 | -0.00065194
1091.903 | 0.0035033
1095.469 | 0.008104
1099.036 | 0.010034
1102.602 | 0.010756
1106.168 | 0.011812
1109.735 | 0.009824
1113.301 | 0.00054019
1116.867 | 0.0019012
1120.433 | 0.0071656
1124 | 0.0031447
1127.566 | 0.0057281
1131.132 | 0.0019596
1134.699 | 0.0044429
1138.265 | 0.015011
1141.831 | 0.019146
1145.398 | 0.02487
1148.964 | 0.063343
1152.53 | 0.10117
1156.097 | 0.11508
1159.663 | 0.10502
1163.229 | 0.088343
1166.796 | 0.084502
1170.362 | 0.083657
1173.928 | 0.070698
1177.495 | 0.043717
1181.061 | 0.016925
1184.627 | 0.010448
1188.194 | 0.005684
1191.76 | 0.0069108
1195.326 | 0.0045327
1198.893 | 0.00421
1202.459 | 0.0023418
1206.025 | 0.0052367
1209.592 | 0.0067474
1213.158 | 0.01249
1216.724 | 0.029442
1220.291 | 0.041414
1223.857 | 0.03883
1227.423 | 0.031326
1230.989 | 0.013936
1234.556 | 0.0084567
1238.122 | 0.0028352
1241.688 | 0.0028746
1245.255 | 0.001292
1248.821 | 0.0029087
1252.387 | 0.0062783
1255.954 | 0.0083322
1259.52 | 0.011466
1263.086 | 0.0079054
1266.653 | 0.0072606
1270.219 | 0.00034213
1273.785 | 0.00093634
1277.352 | 0.00025558
1280.918 | 0.0023798
1284.484 | 0.0027494
1288.051 | 0.002064
1291.617 | 0.0082448
1295.183 | 0.013285
1298.75 | 0.01089
1302.316 | 0.013594
1305.882 | 0.01826
1309.449 | 0.015507
1313.015 | 0.019659
1316.581 | 0.016496
1320.148 | 0.020632
1323.714 | 0.045608
1327.28 | 0.073196
1330.847 | 0.10966
1334.413 | 0.11848
1337.979 | 0.0913
1341.545 | 0.054986
1345.112 | 0.030553
1348.678 | 0.023009
1352.244 | 0.01871
1355.811 | 0.030156
1359.377 | 0.052033
1362.943 | 0.051373
1366.51 | 0.05083
1370.076 | 0.035053
1373.642 | 0.023972
1377.209 | 0.023861
1380.775 | 0.020604
1384.341 | 0.011113
1387.908 | 0.0029138
1391.474 | 0.00065633
1395.04 | 0.0016761
1398.607 | -0.00097894
1402.173 | -0.0006879
1405.739 | -0.00071723
1409.306 | 0.0018062
1412.872 | 0.00076849
1416.438 | 0.0029382
1420.005 | 0.0039352
1423.571 | 0.00059517
1427.137 | 0.0049666
1430.704 | 0.018459
1434.27 | 0.041019
1437.836 | 0.062023
1441.403 | 0.068992
1444.969 | 0.065884
1448.535 | 0.070535
1452.101 | 0.099479
1455.668 | 0.13547
1459.234 | 0.17601
1462.8 | 0.18981
1466.367 | 0.17446
1469.933 | 0.12088
1473.499 | 0.070732
1477.066 | 0.042027
1480.632 | 0.019432
1484.198 | 0.013406
1487.765 | 0.014576
1491.331 | 0.012577
1494.897 | 0.0065556
1498.464 | 0.0039376
1502.03 | 0.0072878
1505.596 | 0.0050966
1509.163 | 0.0050634
1512.729 | 0.0080749
1516.295 | 0.007715
1519.862 | 0.0082475
1523.428 | 0.010752
1526.994 | 0.0038432
1530.561 | 0.001598
1534.127 | 0.005484
1537.693 | 0.0054493
1541.26 | 0.0044927
1544.826 | 0.0078969
1548.392 | 0.0063305
1551.959 | 0.0046777
1555.525 | 0.0055287
1559.091 | 0.0044712
1562.657 | 0.0045597
1566.224 | 0.0068243
1569.79 | 0.006947
1573.356 | 0.0087121
1576.923 | 0.0068032
1580.489 | 0.001266
1584.055 | 0.006503
1587.622 | 0.0032582
1591.188 | -0.0012705
1594.754 | 0.00028144
1598.321 | 0.004252
1601.887 | 0.0093824
1605.453 | 0.0024311
1609.02 | 0.0058484
1612.586 | 0.0061983
1616.152 | 0.0096114
1619.719 | 0.011771
1623.285 | 0.0084292
1626.851 | 0.0045797
1630.418 | 0.00419
1633.984 | 0.0079525
1637.55 | 0.010789
1641.117 | 0.0059966
1644.683 | 0.0022519
1648.249 | 0.0080379
1651.816 | 0.0062977
1655.382 | 0.001393
1658.948 | 0.01067
1662.515 | 0.00051824
1666.081 | 0.0067315
1669.647 | 0.0066261
1673.213 | 0.0035495
1676.78 | 0.0081051
1680.346 | 0.0079435
1683.912 | 0.006635
1687.479 | 0.0077314
1691.045 | 0.005779
1694.611 | 0.0096906
1698.178 | 0.0098585
1701.744 | 0.0044436
1705.31 | 0.002316
1708.877 | 0.0052737
1712.443 | 0.0060876
1716.009 | 0.0048329
1719.576 | 0.0081938
1723.142 | 0.0079511
1726.708 | 0.0041791
1730.275 | 0.0034313
1733.841 | 0.00035046
1737.407 | 0.003749
1740.974 | 0.0035189
1744.54 | 0.0020206
1748.106 | 0.00030308
1751.673 | 0.00052818
1755.239 | 0.0036429
1758.805 | 0.0047195
1762.372 | 0.0033769
1765.938 | 0.0066024
1769.504 | 0.0091641
1773.071 | 0.00185
1776.637 | 0.0086882
1780.203 | 0.0084143
1783.769 | 0.0087845
1787.336 | 0.011663
1790.902 | -0.0021481
1794.468 | 0.0010297
1798.035 | 0.0051219
1801.601 | 0.0040514
1805.167 | 0.011164
1808.734 | 0.0069877
1812.3 | 0.0059289
1815.866 | 0.0098849
1819.433 | 0.0095809
1822.999 | 0.009087
1826.565 | 0.007835
1830.132 | 0.0031756
1833.698 | 0.0033845
1837.264 | 0.0046587
1840.831 | 0.0014352
1844.397 | 0.00081899
1847.963 | 0.0049818
1851.53 | 0.0053942
1855.096 | 0.0051947
1858.662 | 0.0084182
1862.229 | 0.0094629
1865.795 | 0.0056009
1869.361 | 0.0034816
1872.928 | 0.0051616
1876.494 | 0.0045201
1880.06 | 0.0047016
1883.627 | 0.0051898
1887.193 | 0.0077067
1890.759 | 0.0044585
1894.325 | 0.0033509
1897.892 | 0.0088951
1901.458 | 0.0086048
1905.024 | 0.0080879
1908.591 | 0.0047096
1912.157 | 0.0081333
1915.723 | 0.0048856
1919.29 | 0.0050665
1922.856 | 0.0064128
1926.422 | 0.0070962
1929.989 | 0.0076784
1933.555 | 0.0094101
1937.121 | 0.0071848
1940.688 | 0.0055392
1944.254 | 0.005424
1947.82 | 0.011046
1951.387 | 0.010597
1954.953 | 0.011368
1958.519 | 0.0054929
1962.086 | 0.0030525
1965.652 | 0.004021
1969.218 | 0.0076673
1972.785 | 0.0055723
1976.351 | -0.003847
1979.917 | -0.00088325
1983.484 | 0.0067883
1987.05 | 0.012837
1990.616 | 0.0039843
1994.183 | 0.010303
1997.749 | 0.010151
2001.315 | 0.0083272
2004.881 | 0.0067061
2008.448 | 0.011513
2012.014 | 0.00835
2015.58 | 0.0072812
2019.147 | 0.0035458
2022.713 | 0.010249
2026.279 | 0.0078145
2029.846 | 0.013234
2033.412 | 0.010636
2036.978 | 0.0025319
2040.545 | 0.0090683
2044.111 | 0.010227
2047.677 | 0.0071179
2051.244 | 0.0096712
2054.81 | 0.011815
2058.376 | 0.014782
2061.943 | 0.0067161
2065.509 | 0.010638
2069.075 | 0.0039565
2072.642 | 0.0078703
2076.208 | 0.007433
2079.774 | 0.0045333
2083.341 | 0.0051444
2086.907 | 0.0062292
2090.473 | 0.009989
2094.04 | 0.01008
2097.606 | 0.013613
2101.172 | 0.0092779
2104.739 | 0.0087294
2108.305 | 0.0069935
2111.871 | 0.0085733
2115.437 | 0.0046559
2119.004 | 0.0071462
2122.57 | 0.0037346
2126.136 | 0.0019444
2129.703 | 0.0067154
2133.269 | 0.0093557
2136.835 | 0.0089956
2140.402 | 0.007796
2143.968 | 0.0024162
2147.534 | 0.0021554
2151.101 | 0.0027738
2154.667 | 0.004462
2158.233 | 0.0013399
2161.8 | 0.0037017
2165.366 | 0.008504
2168.932 | 0.0090596
2172.499 | 0.010005
2176.065 | 0.0085258
2179.631 | 0.012531
2183.198 | 0.0085397
2186.764 | 0.0021926
2190.33 | 0.0062949
2193.897 | 0.0043766
2197.463 | 0.013683
2201.029 | 0.0069661
2204.596 | 0.010403
2208.162 | 0.0063172
2211.728 | 0.0056279
2215.295 | 0.013634
2218.861 | 0.0078263
2222.427 | 0.00812
2225.993 | 0.0076923
2229.56 | 0.0032822
2233.126 | 0.01128
2236.692 | 0.011095
2240.259 | 0.0076002
2243.825 | 0.0081522
2247.391 | 0.0081814
2250.958 | 0.0066034
2254.524 | 0.009219
2258.09 | 0.0058514
2261.657 | 0.007131
2265.223 | 0.0070215
2268.789 | 0.015438
2272.356 | 0.013996
2275.922 | 0.01057
2279.488 | 0.013659
2283.055 | 0.010876
2286.621 | 0.0075353
2290.187 | 0.0089279
2293.754 | 0.0065472
2297.32 | 0.0071138
2300.886 | 0.0084377
2304.453 | 0.0067103
2308.019 | 0.0060333
2311.585 | 0.0066516
2315.152 | 0.0076119
2318.718 | 0.0085924
2322.284 | 0.0060936
2325.851 | 0.0093564
2329.417 | 0.015069
2332.983 | 0.013567
2336.549 | 0.010573
2340.116 | 0.0060378
2343.682 | 0.016454
2347.248 | 0.014469
2350.815 | 0.012618
2354.381 | 0.0079526
2357.947 | 0.0060323
2361.514 | 0.012096
2365.08 | 0.012164
2368.646 | 0.0067789
2372.213 | 0.0074671
2375.779 | 0.0095819
2379.345 | 0.0097709
2382.912 | 0.0014882
2386.478 | 0.0041205
2390.044 | 0.0053976
2393.611 | 0.014637
2397.177 | 0.0061522
2400.743 | 0.0041853
2404.31 | 0.014154
2407.876 | 0.011901
2411.442 | 0.0045571
2415.009 | 0.005412
2418.575 | 0.0062823
2422.141 | 0.0084183
2425.708 | 0.0054102
2429.274 | 0.0066561
2432.84 | 0.0090028
2436.407 | 0.0093696
2439.973 | 0.0077362
2443.539 | 0.0047315
2447.105 | 0.007945
2450.672 | 0.0067861
2454.238 | -0.00019155
2457.804 | 0.0019961
2461.371 | 0.0074821
2464.937 | 0.0012841
2468.503 | 0.0029099
2472.07 | 0.0031193
2475.636 | -0.00019689
2479.202 | 0.0015764
2482.769 | 0.0068604
2486.335 | 0.0027505
2489.901 | 0.0035727
2493.468 | 0.00017817
2497.034 | 0.00012705
2500.6 | 0.0010329
2504.167 | 0.0015139
2507.733 | 0.0027404
2511.299 | 0.0033436
2514.866 | 0.00052851
2518.432 | 0.0042289
2521.998 | 0.0063371
2525.565 | 0.0089574
2529.131 | 0.013097
2532.697 | 0.0046165
2536.264 | 0.0025825
2539.83 | 0.0046285
2543.396 | 0.0043107
2546.963 | 0.0069627
2550.529 | 0.0049062
2554.095 | 0.0023844
2557.661 | 0.0046368
2561.228 | 0.00020758
2564.794 | 0.00045397
2568.36 | 0.0034894
2571.927 | -0.0023511
2575.493 | -0.00014257
2579.059 | -0.00034003
2582.626 | 0.0023154
2586.192 | 0.0050346
2589.758 | 0.010229
2593.325 | 0.010052
2596.891 | 0.0033637
2600.457 | 0.0035013
2604.024 | 0.0066924
2607.59 | 0.012982
2611.156 | 0.0090354
2614.723 | 0.0065267
2618.289 | 0.0040596
2621.855 | 0.0011601
2625.422 | 0.0037046
2628.988 | 0.0056393
2632.554 | 0.0062012
2636.121 | 0.0046261
2639.687 | 0.0031713
2643.253 | 0.003472
2646.82 | 0.0080537
2650.386 | 0.0063911
2653.952 | 0.0090405
2657.519 | 0.017457
2661.085 | 0.012242
2664.651 | 0.0077974
2668.217 | 0.0093386
2671.784 | 0.0077961
2675.35 | 0.007901
2678.916 | 0.0048523
2682.483 | 0.0043655
2686.049 | 0.0068329
2689.615 | 0.0070868
2693.182 | 0.00264
2696.748 | 0.0048716
2700.314 | 0.011524
2703.881 | 0.011064
2707.447 | 0.022335
2711.013 | 0.031288
2714.58 | 0.037861
2718.146 | 0.046398
2721.712 | 0.057764
2725.279 | 0.068465
2728.845 | 0.068742
2732.411 | 0.052259
2735.978 | 0.041162
2739.544 | 0.032817
2743.11 | 0.02714
2746.677 | 0.023839
2750.243 | 0.020291
2753.809 | 0.012361
2757.376 | 0.012911
2760.942 | 0.007104
2764.508 | 0.011576
2768.075 | 0.0048702
2771.641 | 0.0010036
2775.207 | -0.0041403
2778.773 | 0.0026383
2782.34 | 0.0038636
2785.906 | 0.0069953
2789.472 | 0.0039367
2793.039 | 0.0046699
2796.605 | 0.007615
2800.171 | 0.0062091
2803.738 | 0.005923
2807.304 | 0.011423
2810.87 | 0.016744
2814.437 | 0.022343
2818.003 | 0.026528
2821.569 | 0.038439
2825.136 | 0.046731
2828.702 | 0.069667
2832.268 | 0.1157
2835.835 | 0.22009
2839.401 | 0.36114
2842.967 | 0.44512
2846.534 | 0.43619
2850.1 | 0.34109
2853.666 | 0.25435
2857.233 | 0.21976
2860.799 | 0.24264
2864.365 | 0.37204
2867.932 | 0.55322
2871.498 | 0.68125
2875.064 | 0.73192
2878.631 | 0.79114
2882.197 | 0.8975
2885.763 | 0.98313
2889.329 | 1
2892.896 | 0.89884
2896.462 | 0.80406
2900.028 | 0.75774
2903.595 | 0.74871
2907.161 | 0.77897
2910.727 | 0.75972
2914.294 | 0.68793
2917.86 | 0.6015
2921.426 | 0.56395
2924.993 | 0.57639
2928.559 | 0.57402
2932.125 | 0.54295
2935.692 | 0.45756
2939.258 | 0.3645
2942.824 | 0.29717
2946.391 | 0.29681
2949.957 | 0.35925
2953.523 | 0.47274
2957.09 | 0.53964
2960.656 | 0.54685
2964.222 | 0.52726
2967.789 | 0.48221
2971.355 | 0.40493
2974.921 | 0.30111
2978.488 | 0.21144
2982.054 | 0.15093
2985.62 | 0.1161
2989.187 | 0.089367
2992.753 | 0.069089
2996.319 | 0.056064
2999.885 | 0.046587
3003.452 | 0.04169
3007.018 | 0.039715
3010.584 | 0.037827
3014.151 | 0.038578
3017.717 | 0.032453
3021.283 | 0.030117
3024.85 | 0.031197
3028.416 | 0.027739
3031.982 | 0.024537
3035.549 | 0.020506
3039.115 | 0.019826
3042.681 | 0.019954
3046.248 | 0.019345
3049.814 | 0.015392
3053.38 | 0.020784
3056.947 | 0.024683
3060.513 | 0.018612
3064.079 | 0.014846
3067.646 | 0.017403
3071.212 | 0.018535
3074.778 | 0.018136
3078.345 | 0.015416
3081.911 | 0.013005
3085.477 | 0.016608
3089.044 | 0.016951
3092.61 | 0.017007
3096.176 | 0.018194
3099.743 | 0.019265
3103.309 | 0.014821
3106.875 | 0.018348
3110.441 | 0.017033
3114.008 | 0.016129
3117.574 | 0.016221
3121.14 | 0.018369
3124.707 | 0.013043
3128.273 | 0.010352
3131.839 | 0.013391
3135.406 | 0.013579
3138.972 | 0.013122
3142.538 | 0.0089305
3146.105 | 0.012016
3149.671 | 0.013851
3153.237 | 0.012344
3156.804 | 0.011474
3160.37 | 0.013758
3163.936 | 0.012013
3167.503 | 0.012351
3171.069 | 0.010476
3174.635 | 0.010665
3178.202 | 0.01188
3181.768 | 0.013556
3185.334 | 0.012808
3188.901 | 0.01475
3192.467 | 0.012663
3196.033 | 0.013015
3199.6 | 0.017012
3203.166 | 0.018566
3206.732 | 0.019674
3210.299 | 0.019855
3213.865 | 0.017645
3217.431 | 0.017488
3220.997 | 0.015591
3224.564 | 0.015193
3228.13 | 0.012856
3231.696 | 0.010721
3235.263 | 0.014306
3238.829 | 0.012452
3242.395 | 0.010309
3245.962 | 0.0097516
3249.528 | 0.012764
3253.094 | 0.011621
3256.661 | 0.010063
3260.227 | 0.0095838
3263.793 | 0.011475
3267.36 | 0.012202
3270.926 | 0.0068705
3274.492 | 0.012253
3278.059 | 0.0093433
3281.625 | 0.0098786
3285.191 | 0.01012
3288.758 | 0.0090502
3292.324 | 0.0089301
3295.89 | 0.012607
3299.457 | 0.016002
3303.023 | 0.011638
3306.589 | 0.010561
3310.156 | 0.015077
3313.722 | 0.011198
3317.288 | 0.010018
3320.855 | 0.0098613
3324.421 | 0.0096259
3327.987 | 0.0075488
3331.553 | 0.015967
3335.12 | 0.014527
3338.686 | 0.01168
3342.252 | 0.0082667
3345.819 | 0.014004
3349.385 | 0.012265
3352.951 | 0.015105
3356.518 | 0.0097786
3360.084 | 0.0090367
3363.65 | 0.0098029
3367.217 | 0.015044
3370.783 | 0.0093413
3374.349 | 0.0099975
3377.916 | 0.0081431
3381.482 | 0.0064438
3385.048 | 0.0089225
3388.615 | 0.008304
3392.181 | 0.0079637
3395.747 | 0.0048431
3399.314 | 0.01001
3402.88 | 0.01086
3406.446 | 0.011271
3410.013 | 0.0083155
3413.579 | 0.010049
3417.145 | 0.0090302
3420.712 | 0.011014
3424.278 | 0.007881
3427.844 | 0.0095834
3431.411 | 0.0097098
3434.977 | 0.012663
3438.543 | 0.012411
3442.109 | 0.0085645
3445.676 | 0.0088128
3449.242 | 0.0071002
3452.808 | 0.0057544
3456.375 | 0.0055591
3459.941 | 0.009907
3463.507 | 0.0078455
3467.074 | 0.008646
3470.64 | 0.007738
3474.206 | 0.0068724
3477.773 | 0.0081119
3481.339 | 0.010446
3484.905 | 0.008477
3488.472 | 0.0073458
3492.038 | 0.015001
3495.604 | 0.00591
3499.171 | 0.0049074
3502.737 | 0.0086675
3506.303 | 0.0089334
3509.87 | 0.0063023
3513.436 | 0.0056398
3517.002 | 0.006597
3520.569 | 0.013522
3524.135 | 0.0073363
3527.701 | 0.0068118
3531.268 | 0.0072076
3534.834 | 0.0078484
3538.4 | 0.011336
3541.967 | 0.011642
3545.533 | 0.011871
3549.099 | 0.008881
3552.665 | 0.003696
3556.232 | 0.0033021
3559.798 | 0.0086681
3563.364 | 0.0058958
3566.931 | 0.010064
3570.497 | 0.0055435
3574.063 | 0.0027168
3577.63 | 0.0087027
3581.196 | 0.010001
3584.762 | 0.007331
3588.329 | 0.0027505
3591.895 | 0.0078442
3595.461 | 0.011288
3599.028 | 0.00662
3602.594 | 0.0071358
3606.16 | 0.006175
3609.727 | 0.0051468
3613.293 | 0.0067522
3616.859 | 0.0031716
3620.426 | 0.0051276
3623.992 | 0.0082357
3627.558 | 0.0034613
3631.125 | 0.0046784
3634.691 | 0.0056315
3638.257 | 0.0031306
3641.824 | 0.0085831
3645.39 | 0.0038316
3648.956 | 0.0031887
3652.523 | 0.0029686
3656.089 | -0.0023135
3659.655 | 0.0049033
3663.221 | 0.0032189
3666.788 | 0.0054268
3670.354 | 0.0016928
3673.92 | 0.0019026
3677.487 | 0.0015024
3681.053 | 0.0007302
3684.619 | -5.1555e-05
3688.186 | -0.00015746
3691.752 | 0.0017689
3695.318 | -0.0018067
3698.885 | 0.0040185
3702.451 | 0.00096162
3706.017 | 0.0011541
3709.584 | -0.0024808
3713.15 | 0.0028415

## PVC
EasyMP™ Batch #XXXX [Polyvinyl chloride (PVC), Fragments, Clear, 10-100 µm]
[link to Google Drive]
Polymer specific gravity: 1.34 g/cm³ (1.34·10−6 µg/µm³) | [12 empty] | MicroplasticSolution.com | contact@microplasticsolution.com
9.015 ± 837 (9%) MPs [n/mg] ¦ 1000 mg (1.0 g) dry, neat (powder)
All values in number of microplastics (n)/mg
| SS #1 | SS #2 | SS #3 | SS #4 | Particle count (n/mg) |  |  | Particle size distribution |  |  | D10 (µm) | 11.2399
Diameter (µm) | n/mg | n/mg | n/mg | n/mg | Mean (n/mg) | SD (n/mg) | RSD (%) | Mean diameter (µm) | PSD (%) | Cum. PSD (%) | D50 (µm) | 47.2727
10-20 | 1504.2017 | 1621.8487 | 1252.1008 | 1840.3361 | 1554.6218 | 212.2577 | 13.6533 | 15 | 17.2454 | 17.2454 | D90 (µm) | 114.2491
20-30 | 941.1765 | 1210.084 | 865.5462 | 1453.7815 | 1117.6471 | 232.5014 | 20.8028 | 25 | 12.398 | 29.6434
30-40 | 781.5126 | 966.3866 | 781.5126 | 974.7899 | 876.0504 | 94.5845 | 10.7967 | 35 | 9.718 | 39.3615 | Note: D90 signifies that the 90th percentile of particles is below 114 µm in diameter
40-50 | 848.7395 | 680.6723 | 638.6555 | 806.7227 | 743.6975 | 86.6199 | 11.6472 | 45 | 8.2498 | 47.6113
50-60 | 705.8824 | 815.1261 | 529.4118 | 663.8655 | 678.5714 | 102.296 | 15.0752 | 55 | 7.5274 | 55.1387
60-70 | 890.7563 | 663.8655 | 470.5882 | 605.042 | 657.563 | 151.7703 | 23.0807 | 65 | 7.2943 | 62.433
70-80 | 596.6387 | 672.2689 | 529.4118 | 605.042 | 600.8403 | 50.5949 | 8.4207 | 75 | 6.6651 | 69.0981
80-90 | 697.479 | 663.8655 | 487.395 | 537.8151 | 596.6387 | 86.7217 | 14.535 | 85 | 6.6185 | 75.7166
90-100 | 546.2185 | 588.2353 | 369.7479 | 403.3613 | 476.8908 | 92.3175 | 19.3582 | 95 | 5.2901 | 81.0068
100-110 | 403.3613 | 462.1849 | 386.5546 | 352.9412 | 401.2605 | 39.5829 | 9.8646 | 105 | 4.4512 | 85.4579
110-120 | 403.3613 | 310.9244 | 319.3277 | 361.3445 | 348.7395 | 36.8696 | 10.5722 | 115 | 3.8686 | 89.3265
120-130 | 403.3613 | 252.1008 | 218.4874 | 159.6639 | 258.4034 | 89.9935 | 34.8267 | 125 | 2.8665 | 92.193
130-140 | 218.4874 | 226.8908 | 218.4874 | 159.6639 | 205.8824 | 26.9039 | 13.0676 | 135 | 2.2838 | 94.4768
140-150 | 193.2773 | 168.0672 | 184.8739 | 235.2941 | 195.3782 | 24.7685 | 12.6772 | 145 | 2.1673 | 96.6441
150-160 | 142.8571 | 117.6471 | 109.2437 | 184.8739 | 138.6555 | 29.4118 | 21.2121 | 155 | 1.5381 | 98.1822
160-170 | 50.4202 | 117.6471 | 67.2269 | 42.0168 | 69.3277 | 29.3366 | 42.3159 | 165 | 0.76905 | 98.9513
170-180 | 33.6134 | 25.2101 | 42.0168 | 25.2101 | 31.5126 | 6.9677 | 22.1108 | 175 | 0.34957 | 99.3009
180-190 | 33.6134 | 42.0168 | 42.0168 | 0 | 29.4118 | 17.324 | 58.9015 | 185 | 0.32626 | 99.6271
190-200 | 8.4034 | 8.4034 | 16.8067 | 16.8067 | 12.605 | 4.2017 | 33.3333 | 195 | 0.13983 | 99.767
>200 | 25.2101 | 8.4034 | 42.0168 | 8.4034 | 21.0084 | 13.9354 | 66.3325 | 200 | 0.23305 | 100
Total | 9428.5714 | 9621.8487 | 7571.4286 | 9436.9748 | 9014.7059 | 836.8494 | 9.2832
Polymer Raman signature
Raman shift (1/cm) | Counts (relative intensity)
3509.87 | 0.0087048
3506.303 | 0.011989
3502.737 | 0.0094665
3499.171 | 0.008715
3495.604 | 0.010496
3492.038 | 0.008531
3488.472 | 0.0061036
3484.905 | 0.0060335
3481.339 | 0.005256
3477.773 | 0.0052092
3474.206 | 0.0041268
3470.64 | 0.0039711
3467.074 | 0.00043204
3463.507 | 0.00019293
3459.941 | 0.00082089
3456.375 | 0.00011697
3452.808 | -0.0015838
3449.242 | 0.0020289
3445.676 | 0.0024749
3442.109 | 0.0031876
3438.543 | 0.0072933
3434.977 | 0.0059315
3431.411 | 0.0073996
3427.844 | 0.0062413
3424.278 | 0.0078881
3420.712 | 0.01069
3417.145 | 0.010128
3413.579 | 0.014394
3410.013 | 0.013668
3406.446 | 0.013564
3402.88 | 0.015969
3399.314 | 0.01397
3395.747 | 0.015486
3392.181 | 0.015716
3388.615 | 0.016001
3385.048 | 0.016153
3381.482 | 0.018361
3377.916 | 0.017986
3374.349 | 0.020243
3370.783 | 0.022009
3367.217 | 0.019049
3363.65 | 0.021025
3360.084 | 0.025378
3356.518 | 0.026203
3352.951 | 0.028556
3349.385 | 0.031166
3345.819 | 0.029673
3342.252 | 0.031824
3338.686 | 0.033809
3335.12 | 0.034152
3331.553 | 0.035411
3327.987 | 0.037619
3324.421 | 0.038599
3320.855 | 0.038351
3317.288 | 0.039477
3313.722 | 0.041002
3310.156 | 0.041783
3306.589 | 0.038256
3303.023 | 0.039436
3299.457 | 0.037751
3295.89 | 0.035185
3292.324 | 0.036371
3288.758 | 0.031906
3285.191 | 0.028956
3281.625 | 0.029425
3278.059 | 0.026008
3274.492 | 0.027926
3270.926 | 0.027204
3267.36 | 0.026875
3263.793 | 0.026924
3260.227 | 0.026014
3256.661 | 0.026784
3253.094 | 0.027447
3249.528 | 0.027399
3245.962 | 0.030687
3242.395 | 0.029793
3238.829 | 0.033355
3235.263 | 0.032418
3231.696 | 0.036424
3228.13 | 0.037875
3224.564 | 0.041053
3220.997 | 0.042159
3217.431 | 0.040739
3213.865 | 0.039291
3210.299 | 0.040928
3206.732 | 0.03831
3203.166 | 0.036183
3199.6 | 0.032948
3196.033 | 0.029282
3192.467 | 0.02502
3188.901 | 0.021384
3185.334 | 0.018074
3181.768 | 0.015764
3178.202 | 0.010761
3174.635 | 0.0070367
3171.069 | 0.0048999
3167.503 | 0.0043436
3163.936 | 0.0047898
3160.37 | 0.0015656
3156.804 | 0.0010596
3153.237 | -0.00071459
3149.671 | -0.0015694
3146.105 | 0.00028341
3142.538 | 0.00088572
3138.972 | 0.0033805
3135.406 | 0.0043465
3131.839 | 0.0074409
3128.273 | 0.0097115
3124.707 | 0.0108
3121.14 | 0.011848
3117.574 | 0.01198
3114.008 | 0.013074
3110.441 | 0.01353
3106.875 | 0.016187
3103.309 | 0.017001
3099.743 | 0.014514
3096.176 | 0.018673
3092.61 | 0.018973
3089.044 | 0.022815
3085.477 | 0.025555
3081.911 | 0.025954
3078.345 | 0.029543
3074.778 | 0.035836
3071.212 | 0.044238
3067.646 | 0.052167
3064.079 | 0.056705
3060.513 | 0.056994
3056.947 | 0.056185
3053.38 | 0.047127
3049.814 | 0.036481
3046.248 | 0.029707
3042.681 | 0.029475
3039.115 | 0.029688
3035.549 | 0.029931
3031.982 | 0.028477
3028.416 | 0.030028
3024.85 | 0.036241
3021.283 | 0.043278
3017.717 | 0.054048
3014.151 | 0.066462
3010.584 | 0.077672
3007.018 | 0.091971
3003.452 | 0.10663
2999.885 | 0.12195
2996.319 | 0.14286
2992.753 | 0.17283
2989.187 | 0.20816
2985.62 | 0.25177
2982.054 | 0.29476
2978.488 | 0.33129
2974.921 | 0.34963
2971.355 | 0.3455
2967.789 | 0.33951
2964.222 | 0.34789
2960.656 | 0.38309
2957.09 | 0.4357
2953.523 | 0.49377
2949.957 | 0.54562
2946.391 | 0.59394
2942.824 | 0.63668
2939.258 | 0.66615
2935.692 | 0.68487
2932.125 | 0.71505
2928.559 | 0.77082
2924.993 | 0.85171
2921.426 | 0.94637
2917.86 | 1
2914.294 | 0.96226
2910.727 | 0.83772
2907.161 | 0.66282
2903.595 | 0.48064
2900.028 | 0.33805
2896.462 | 0.24486
2892.896 | 0.19549
2889.329 | 0.17207
2885.763 | 0.16129
2882.197 | 0.14851
2878.631 | 0.14013
2875.064 | 0.13135
2871.498 | 0.12609
2867.932 | 0.1241
2864.365 | 0.12587
2860.799 | 0.13426
2857.233 | 0.14146
2853.666 | 0.15074
2850.1 | 0.14629
2846.534 | 0.13554
2842.967 | 0.11057
2839.401 | 0.081209
2835.835 | 0.058258
2832.268 | 0.043962
2828.702 | 0.03621
2825.136 | 0.032583
2821.569 | 0.030773
2818.003 | 0.025627
2814.437 | 0.015737
2810.87 | 0.0086187
2807.304 | 0.0028913
2803.738 | 0.0017606
2800.171 | 0.0021172
2796.605 | -0.00052756
2793.039 | -0.0014168
2789.472 | 0.00060213
2785.906 | 0.0011496
2782.34 | 0.00015135
2778.773 | 0.00072901
2775.207 | 0.0022975
2771.641 | 0.004208
2768.075 | 0.0055017
2764.508 | 0.0085377
2760.942 | 0.0085921
2757.376 | 0.009311
2753.809 | 0.011429
2750.243 | 0.012325
2746.677 | 0.014634
2743.11 | 0.017074
2739.544 | 0.016341
2735.978 | 0.015014
2732.411 | 0.013728
2728.845 | 0.013435
2725.279 | 0.013253
2721.712 | 0.010996
2718.146 | 0.010024
2714.58 | 0.0077164
2711.013 | 0.0079936
2707.447 | 0.0074088
2703.881 | 0.0067217
2700.314 | 0.0038494
2696.748 | 0.0041325
2693.182 | 0.0014328
2689.615 | 0.0034707
2686.049 | 0.0036863
2682.483 | 0.0023314
2678.916 | 0.0029937
2675.35 | -0.00010319
2671.784 | -0.00048348
2668.217 | 0.0018635
2664.651 | 0.0010499
2661.085 | 0.0017563
2657.519 | 0.0003484
2653.952 | 0.0016022
2650.386 | 0.0020785
2646.82 | 0.0018128
2643.253 | 0.0013226
2639.687 | 0.0015678
2636.121 | 0.0040209
2632.554 | 0.0044635
2628.988 | 0.00593
2625.422 | 0.0057054
2621.855 | 0.0061724
2618.289 | 0.0059583
2614.723 | 0.0057532
2611.156 | 0.0081626
2607.59 | 0.008822
2604.024 | 0.0084765
2600.457 | 0.0098793
2596.891 | 0.0094733
2593.325 | 0.0067534
2589.758 | 0.0044916
2586.192 | 0.005289
2582.626 | 0.00607
2579.059 | 0.0049746
2575.493 | 0.003876
2571.927 | 0.0028346
2568.36 | 0.0033104
2564.794 | 0.002364
2561.228 | 0.0012008
2557.661 | 0.0022931
2554.095 | 0.0023024
2550.529 | 0.0029457
2546.963 | 0.0025773
2543.396 | 0.0035576
2539.83 | 0.0038478
2536.264 | 0.004173
2532.697 | 0.0049872
2529.131 | 0.0047194
2525.565 | 0.005732
2521.998 | 0.0024736
2518.432 | 0.0042972
2514.866 | 0.0058999
2511.299 | 0.0047758
2507.733 | 0.0035838
2504.167 | 0.0043434
2500.6 | 0.0033554
2497.034 | 0.0032424
2493.468 | 0.0028721
2489.901 | 0.0027975
2486.335 | 0.001346
2482.769 | 0.0015629
2479.202 | 0.002037
2475.636 | 0.0018393
2472.07 | 0.0031888
2468.503 | 0.0015002
2464.937 | 0.001678
2461.371 | 0.00044697
2457.804 | 0.00035923
2454.238 | 0.00336
2450.672 | 0.0047196
2447.105 | 0.0057261
2443.539 | 0.0057974
2439.973 | 0.0065203
2436.407 | 0.0049749
2432.84 | 0.0070432
2429.274 | 0.0073853
2425.708 | 0.0060707
2422.141 | 0.0061994
2418.575 | 0.0076069
2415.009 | 0.0055107
2411.442 | 0.004556
2407.876 | 0.0027159
2404.31 | 0.0051445
2400.743 | 0.0065497
2397.177 | 0.0030449
2393.611 | 0.0050043
2390.044 | 0.0046871
2386.478 | 0.0060927
2382.912 | 0.0057205
2379.345 | 0.0049732
2375.779 | 0.0035532
2372.213 | 0.0029861
2368.646 | 0.0018496
2365.08 | 0.0025796
2361.514 | 0.0026679
2357.947 | 0.0035423
2354.381 | 0.0031574
2350.815 | 0.002197
2347.248 | 0.0010249
2343.682 | 0.001603
2340.116 | 0.0019098
2336.549 | 0.0010118
2332.983 | 0.00053491
2329.417 | 9.2253e-05
2325.851 | -0.00037533
2322.284 | -0.00047217
2318.718 | 0.00019451
2315.152 | 0.0020476
2311.585 | 0.0014265
2308.019 | 0.0034808
2304.453 | 0.0048878
2300.886 | 0.0055768
2297.32 | 0.0053329
2293.754 | 0.0060067
2290.187 | 0.006903
2286.621 | 0.0065912
2283.055 | 0.0068964
2279.488 | 0.007768
2275.922 | 0.0082956
2272.356 | 0.0075733
2268.789 | 0.0074523
2265.223 | 0.0073976
2261.657 | 0.0048406
2258.09 | 0.0051741
2254.524 | 0.0053305
2250.958 | 0.0051097
2247.391 | 0.0039967
2243.825 | 0.0044678
2240.259 | 0.0026303
2236.692 | 0.004432
2233.126 | 0.0038738
2229.56 | 0.0036488
2225.993 | 0.0032076
2222.427 | 0.0029633
2218.861 | 0.0054776
2215.295 | 0.0053065
2211.728 | 0.0056001
2208.162 | 0.0057849
2204.596 | 0.0053669
2201.029 | 0.0055342
2197.463 | 0.0037743
2193.897 | 0.0060656
2190.33 | 0.0071916
2186.764 | 0.0068572
2183.198 | 0.0056921
2179.631 | 0.0052094
2176.065 | 0.0038287
2172.499 | 0.0032186
2168.932 | 0.0027847
2165.366 | 0.002382
2161.8 | 0.0036217
2158.233 | 0.002846
2154.667 | 0.0024504
2151.101 | 0.0013102
2147.534 | -0.00017306
2143.968 | 0.0013508
2140.402 | 0.001765
2136.835 | 0.00067823
2133.269 | 0.00068493
2129.703 | 0.00098587
2126.136 | 0.00043866
2122.57 | 0.0010151
2119.004 | 0.00043383
2115.437 | -0.00013094
2111.871 | -0.00024538
2108.305 | -0.00019232
2104.739 | 0.00049208
2101.172 | 0.00022087
2097.606 | 0.00050613
2094.04 | 0.00091518
2090.473 | 0.0013812
2086.907 | 0.0018028
2083.341 | 0.00060697
2079.774 | 0.00023519
2076.208 | 0.00073657
2072.642 | 0.0022444
2069.075 | 0.0018457
2065.509 | 0.0033009
2061.943 | 0.0032008
2058.376 | 0.0021941
2054.81 | 0.0022327
2051.244 | 0.0042476
2047.677 | 0.0048912
2044.111 | 0.0049288
2040.545 | 0.0050007
2036.978 | 0.0057215
2033.412 | 0.0051312
2029.846 | 0.0070708
2026.279 | 0.0072544
2022.713 | 0.0066997
2019.147 | 0.0053702
2015.58 | 0.006331
2012.014 | 0.0073313
2008.448 | 0.0069878
2004.881 | 0.0041456
2001.315 | 0.0043737
1997.749 | 0.0055511
1994.183 | 0.0063597
1990.616 | 0.0042447
1987.05 | 0.0049833
1983.484 | 0.0044913
1979.917 | 0.004334
1976.351 | 0.0048485
1972.785 | 0.004426
1969.218 | 0.0030106
1965.652 | 0.0033833
1962.086 | 0.0050312
1958.519 | 0.0032172
1954.953 | 0.004438
1951.387 | 0.0062312
1947.82 | 0.0048264
1944.254 | 0.0046455
1940.688 | 0.0046308
1937.121 | 0.0056173
1933.555 | 0.0042608
1929.989 | 0.0040776
1926.422 | 0.0043962
1922.856 | 0.0054121
1919.29 | 0.0053792
1915.723 | 0.0040761
1912.157 | 0.0044315
1908.591 | 0.0049426
1905.024 | 0.0045076
1901.458 | 0.0046946
1897.892 | 0.0040161
1894.325 | 0.004166
1890.759 | 0.004625
1887.193 | 0.0055438
1883.627 | 0.0051523
1880.06 | 0.0047783
1876.494 | 0.0050681
1872.928 | 0.0048182
1869.361 | 0.0047557
1865.795 | 0.0048985
1862.229 | 0.0047106
1858.662 | 0.0041845
1855.096 | 0.0039794
1851.53 | 0.004227
1847.963 | 0.0036847
1844.397 | 0.0034543
1840.831 | 0.0037314
1837.264 | 0.0025978
1833.698 | 0.0017722
1830.132 | 0.0015892
1826.565 | 0.0012849
1822.999 | 0.0023395
1819.433 | 0.0031362
1815.866 | 0.0025651
1812.3 | 0.0029763
1808.734 | 0.0034475
1805.167 | 0.0024406
1801.601 | 0.0011081
1798.035 | 0.002583
1794.468 | 0.0024404
1790.902 | 0.0012273
1787.336 | 0.0019831
1783.769 | 0.0012442
1780.203 | 5.5653e-05
1776.637 | -0.00096047
1773.071 | 0.00045134
1769.504 | 0.0011645
1765.938 | -0.00074038
1762.372 | 0.00049448
1758.805 | 0.0015951
1755.239 | 0.00021613
1751.673 | 0.00067616
1748.106 | 0.0011068
1744.54 | 0.0033675
1740.974 | 0.0053171
1737.407 | 0.0065731
1733.841 | 0.0069193
1730.275 | 0.0078386
1726.708 | 0.0094333
1723.142 | 0.0088905
1719.576 | 0.007446
1716.009 | 0.0060467
1712.443 | 0.0056416
1708.877 | 0.0048922
1705.31 | 0.0030589
1701.744 | 0.0033408
1698.178 | 0.0034315
1694.611 | 0.004292
1691.045 | 0.0047925
1687.479 | 0.0067549
1683.912 | 0.0097317
1680.346 | 0.019913
1676.78 | 0.033397
1673.213 | 0.052564
1669.647 | 0.062441
1666.081 | 0.053791
1662.515 | 0.043127
1658.948 | 0.033753
1655.382 | 0.029841
1651.816 | 0.025898
1648.249 | 0.02394
1644.683 | 0.024853
1641.117 | 0.022065
1637.55 | 0.018184
1633.984 | 0.012954
1630.418 | 0.011013
1626.851 | 0.011832
1623.285 | 0.013579
1619.719 | 0.016454
1616.152 | 0.019141
1612.586 | 0.023289
1609.02 | 0.029169
1605.453 | 0.033125
1601.887 | 0.030089
1598.321 | 0.022001
1594.754 | 0.016261
1591.188 | 0.014667
1587.622 | 0.015438
1584.055 | 0.015694
1580.489 | 0.01112
1576.923 | 0.0085119
1573.356 | 0.0074212
1569.79 | 0.0083147
1566.224 | 0.0088727
1562.657 | 0.008684
1559.091 | 0.0088117
1555.525 | 0.0084821
1551.959 | 0.0077767
1548.392 | 0.0065484
1544.826 | 0.0061155
1541.26 | 0.0071701
1537.693 | 0.0056193
1534.127 | 0.004976
1530.561 | 0.0056435
1526.994 | 0.0044105
1523.428 | 0.0027907
1519.862 | 0.0039671
1516.295 | 0.0027332
1512.729 | 0.0026171
1509.163 | 0.0010872
1505.596 | -2.6086e-06
1502.03 | 0.00062408
1498.464 | 0.0013064
1494.897 | 0.0012031
1491.331 | 0.00051454
1487.765 | 0.00082482
1484.198 | 0.0020211
1480.632 | 0.0030951
1477.066 | 0.0051977
1473.499 | 0.0075386
1469.933 | 0.010454
1466.367 | 0.015864
1462.8 | 0.020365
1459.234 | 0.027784
1455.668 | 0.037736
1452.101 | 0.048757
1448.535 | 0.066967
1444.969 | 0.095904
1441.403 | 0.12397
1437.836 | 0.1368
1434.27 | 0.13289
1430.704 | 0.12102
1427.137 | 0.10234
1423.571 | 0.074347
1420.005 | 0.047983
1416.438 | 0.02886
1412.872 | 0.015537
1409.306 | 0.0053277
1405.739 | 0.0013121
1402.173 | -0.00248
1398.607 | -0.0013544
1395.04 | 0.00027209
1391.474 | 0.0021902
1387.908 | 0.0035017
1384.341 | 0.0043032
1380.775 | 0.0061957
1377.209 | 0.0083854
1373.642 | 0.010357
1370.076 | 0.014581
1366.51 | 0.018294
1362.943 | 0.019756
1359.377 | 0.020686
1355.811 | 0.022883
1352.244 | 0.027966
1348.678 | 0.034473
1345.112 | 0.047153
1341.545 | 0.059248
1337.979 | 0.069343
1334.413 | 0.074059
1330.847 | 0.072819
1327.28 | 0.070912
1323.714 | 0.071343
1320.148 | 0.072635
1316.581 | 0.078877
1313.015 | 0.083408
1309.449 | 0.082232
1305.882 | 0.076545
1302.316 | 0.06828
1298.75 | 0.059374
1295.183 | 0.04776
1291.617 | 0.038483
1288.051 | 0.033644
1284.484 | 0.03216
1280.918 | 0.033624
1277.352 | 0.035343
1273.785 | 0.035012
1270.219 | 0.036407
1266.653 | 0.03546
1263.086 | 0.032843
1259.52 | 0.029597
1255.954 | 0.0257
1252.387 | 0.023504
1248.821 | 0.02098
1245.255 | 0.018027
1241.688 | 0.015654
1238.122 | 0.012398
1234.556 | 0.0082265
1230.989 | 0.0059972
1227.423 | 0.0049718
1223.857 | 0.0049602
1220.291 | 0.0078102
1216.724 | 0.011681
1213.158 | 0.017055
1209.592 | 0.023713
1206.025 | 0.031022
1202.459 | 0.038597
1198.893 | 0.044581
1195.326 | 0.046229
1191.76 | 0.048434
1188.194 | 0.049409
1184.627 | 0.052405
1181.061 | 0.051417
1177.495 | 0.049523
1173.928 | 0.046878
1170.362 | 0.039933
1166.796 | 0.029675
1163.229 | 0.019888
1159.663 | 0.012075
1156.097 | 0.006577
1152.53 | 0.00051352
1148.964 | -0.0017483
1145.398 | -0.0011965
1141.831 | -0.00018438
1138.265 | 0.0024651
1134.699 | 0.0088902
1131.132 | 0.016941
1127.566 | 0.023526
1124 | 0.02803
1120.433 | 0.031018
1116.867 | 0.034063
1113.301 | 0.034441
1109.735 | 0.03612
1106.168 | 0.038763
1102.602 | 0.038983
1099.036 | 0.037741
1095.469 | 0.03579
1091.903 | 0.033481
1088.337 | 0.031121
1084.77 | 0.027548
1081.204 | 0.025238
1077.638 | 0.023205
1074.071 | 0.021694
1070.505 | 0.020561
1066.939 | 0.019094
1063.372 | 0.017163
1059.806 | 0.014342
1056.24 | 0.011187
1052.673 | 0.0097999
1049.107 | 0.0097734
1045.541 | 0.011489
1041.974 | 0.014354
1038.408 | 0.021994
1034.842 | 0.027335
1031.275 | 0.026043
1027.709 | 0.019621
1024.143 | 0.01366
1020.576 | 0.012317
1017.01 | 0.013279
1013.444 | 0.024057
1009.877 | 0.048906
1006.311 | 0.081935
1002.745 | 0.0877
999.179 | 0.061599
995.612 | 0.031663
992.046 | 0.018744
988.48 | 0.013726
984.913 | 0.013318
981.347 | 0.012883
977.781 | 0.014609
974.214 | 0.017853
970.648 | 0.017941
967.082 | 0.017029
963.515 | 0.015454
959.949 | 0.012121
956.383 | 0.0098443
952.816 | 0.0088643
949.25 | 0.0074247
945.684 | 0.0054628
942.117 | 0.0037111
938.551 | 0.0036815
934.985 | 0.0039138
931.418 | 0.0034356
927.852 | 0.003278
924.286 | 0.0022856
920.719 | 0.0021626
917.153 | 0.0036719
913.587 | 0.0035849
910.02 | 0.003838
906.454 | 0.0044775
902.888 | 0.0046799
899.321 | 0.0041799
895.755 | 0.0035237
892.189 | 0.0043158
888.623 | 0.004391
885.056 | 0.0066167
881.49 | 0.007172
877.924 | 0.0073927
874.357 | 0.0080224
870.791 | 0.007915
867.225 | 0.0077739
863.658 | 0.0082791
860.092 | 0.0096418
856.526 | 0.010017
852.959 | 0.012832
849.393 | 0.015677
845.827 | 0.017022
842.26 | 0.017907
838.694 | 0.016874
835.128 | 0.014792
831.561 | 0.01243
827.995 | 0.0093162
824.429 | 0.0067857
820.862 | 0.0068678
817.296 | 0.0091939
813.73 | 0.010231
810.163 | 0.0073861
806.597 | 0.0025088
803.031 | 0.0017117
799.464 | 0.0015549
795.898 | 0.00021542
792.332 | -0.00101
788.765 | -0.00054405
785.199 | -2.8376e-06
781.633 | 0.0012994
778.067 | 0.0024705
774.5 | 0.0039332
770.934 | 0.0051655
767.368 | 0.0056402
763.801 | 0.0056707
760.235 | 0.0062189
756.669 | 0.0066035
753.102 | 0.0067908
749.536 | 0.010015
745.97 | 0.014555
742.403 | 0.021172
738.837 | 0.030071
735.271 | 0.040304
731.704 | 0.052095
728.138 | 0.062232
724.572 | 0.079086
721.005 | 0.10066
717.439 | 0.13137
713.873 | 0.16884
710.306 | 0.2052
706.74 | 0.23821
703.174 | 0.26371
699.607 | 0.27737
696.041 | 0.27719
692.475 | 0.26469
688.908 | 0.24135
685.342 | 0.21027
681.776 | 0.18063
678.209 | 0.15257
674.643 | 0.13385
671.077 | 0.12307
667.511 | 0.1234
663.944 | 0.13727
660.378 | 0.16443
656.812 | 0.20215
653.245 | 0.24452
649.679 | 0.27824
646.113 | 0.298
642.546 | 0.30724
638.98 | 0.30745
635.414 | 0.29578
631.847 | 0.27694
628.281 | 0.26542
624.715 | 0.25793
621.148 | 0.24482
617.582 | 0.22324
614.016 | 0.19345
610.449 | 0.1549
606.883 | 0.11353
603.317 | 0.080121
599.75 | 0.057752
596.184 | 0.042309
592.618 | 0.031666
589.051 | 0.025856
585.485 | 0.022328
581.919 | 0.023173
578.352 | 0.021331
574.786 | 0.019925
571.22 | 0.019635
567.653 | 0.019663
564.087 | 0.018951
560.521 | 0.017643
556.955 | 0.019222
553.388 | 0.018987
549.822 | 0.01742
546.256 | 0.015377
542.689 | 0.013436
539.123 | 0.013867
535.557 | 0.013143
531.99 | 0.013801
528.424 | 0.015017
524.858 | 0.01473
521.291 | 0.011649
517.725 | 0.0076309
514.159 | 0.0039013
510.592 | 0.0020369
507.026 | 0.00066394
503.46 | 0.00053658
499.893 | 0.0017873
496.327 | 0.0022038
492.761 | 0.002666
489.194 | 0.0027602
485.628 | 0.002295
482.062 | 0.0012397
478.495 | -0.00014759
474.929 | -0.0011183
471.363 | 0.00050852
467.796 | 0.0012755
464.23 | 0.00010555
460.664 | -0.00078978
457.097 | -0.00018009
453.531 | 0.00093522
449.965 | 0.0025393
446.399 | 0.0033657
442.832 | 0.0055102
439.266 | 0.007802
435.7 | 0.0097756
432.133 | 0.012495
428.567 | 0.013982
425.001 | 0.014198
421.434 | 0.014177
417.868 | 0.015051
414.302 | 0.016895
410.735 | 0.018437
407.169 | 0.021185
403.603 | 0.024369
400.036 | 0.028659
396.47 | 0.034354
392.904 | 0.041129
389.337 | 0.047907
385.771 | 0.057618
382.205 | 0.069712
378.638 | 0.083693
375.072 | 0.096696
371.506 | 0.10643
367.939 | 0.11472
364.373 | 0.11537
360.807 | 0.10863
357.24 | 0.099089
353.674 | 0.089988
350.108 | 0.082521
346.541 | 0.074275
342.975 | 0.069381
339.409 | 0.065925
335.843 | 0.062588
332.276 | 0.05926
328.71 | 0.057079
325.144 | 0.053347
321.577 | 0.050736
318.011 | 0.047943
314.445 | 0.044596
310.878 | 0.040726
307.312 | 0.036441
303.746 | 0.031752
300.179 | 0.026318
296.613 | 0.021024
293.047 | 0.016304
289.48 | 0.012008
285.914 | 0.007186
282.348 | 0.0044576
278.781 | 0.00276
275.215 | 0.0016166
271.649 | 0.00078837
268.082 | 0.00030955

## PET
EasyMP™ Batch #XXXX [Polyethylene terephthalate (PET), Fragments, Clear, 10-100 µm]
[link to Google Drive]
Polymer specific gravity: 1.38 g/cm³ (1.38·10−6 µg/µm³) | [12 empty] | MicroplasticSolution.com | contact@microplasticsolution.com
17,363 ± 747 (4%) MPs [n/mg] ¦ 500 mg (0.5 g) dry, neat (powder)
All values in number of microplastics (n)/mg
| SS #1 | SS #2 | SS #3 | SS #4 | Particle count (n/mg) |  |  | Particle size distribution |  |  | D10 (µm) | 13.2649
Diameter (µm) | n/mg | n/mg | n/mg | n/mg | Mean (n/mg) | SD (n/mg) | RSD (%) | Mean diameter (µm) | PSD (%) | Cum. PSD (%) | D50 (µm) | 35.7669
10-20 | 2829.2683 | 2439.0244 | 2701.2195 | 2768.2927 | 2684.4512 | 148.7589 | 5.5415 | 15 | 15.4609 | 15.4609 | D90 (µm) | 96.4398
20-30 | 2737.8049 | 2481.7073 | 2981.7073 | 3170.7317 | 2842.9878 | 258.9625 | 9.1088 | 25 | 16.374 | 31.8349
30-40 | 2573.1707 | 2725.6098 | 2597.561 | 2451.2195 | 2586.8902 | 97.406 | 3.7654 | 35 | 14.899 | 46.734 | Note: D90 signifies that the 90th percentile of particles is below 96 µm in diameter
40-50 | 2152.439 | 2567.0732 | 2164.6341 | 2280.4878 | 2291.1585 | 166.9538 | 7.2869 | 45 | 13.1958 | 59.9298
50-60 | 1774.3902 | 2213.4146 | 1646.3415 | 1902.439 | 1884.1463 | 210.5646 | 11.1756 | 55 | 10.8516 | 70.7814
60-70 | 1225.6098 | 1530.4878 | 1353.6585 | 1128.0488 | 1309.4512 | 150.6218 | 11.5027 | 65 | 7.5417 | 78.3231
70-80 | 975.6098 | 1140.2439 | 926.8293 | 957.3171 | 1000 | 82.8236 | 8.2824 | 75 | 5.7594 | 84.0825
80-90 | 829.2683 | 932.9268 | 762.1951 | 902.439 | 856.7073 | 66.3066 | 7.7397 | 85 | 4.9342 | 89.0167
90-100 | 554.878 | 707.3171 | 445.122 | 451.2195 | 539.6341 | 106.1834 | 19.6769 | 95 | 3.108 | 92.1247
100-110 | 487.8049 | 542.6829 | 335.3659 | 365.8537 | 432.9268 | 85.2569 | 19.6931 | 105 | 2.4934 | 94.6181
110-120 | 298.7805 | 451.2195 | 243.9024 | 286.5854 | 320.122 | 78.3839 | 24.4856 | 115 | 1.8437 | 96.4618
120-130 | 298.7805 | 286.5854 | 201.2195 | 268.2927 | 263.7195 | 37.6805 | 14.2881 | 125 | 1.5189 | 97.9807
130-140 | 146.3415 | 250 | 121.9512 | 140.2439 | 164.6341 | 50.0966 | 30.429 | 135 | 0.9482 | 98.9289
140-150 | 115.8537 | 182.9268 | 73.1707 | 67.0732 | 109.7561 | 46.237 | 42.1271 | 145 | 0.63213 | 99.561
150-160 | 48.7805 | 67.0732 | 24.3902 | 12.1951 | 38.1098 | 21.287 | 55.857 | 155 | 0.21949 | 99.7805
160-170 | 12.1951 | 36.5854 | 0 | 18.2927 | 16.7683 | 13.2016 | 78.7296 | 165 | 0.096576 | 99.8771
170-180 | 24.3902 | 18.2927 | 12.1951 | 6.0976 | 15.2439 | 6.8173 | 44.7214 | 175 | 0.087796 | 99.9649
180-190 | 0 | 12.1951 | 0 | 0 | 3.0488 | 5.2806 | 173.2051 | 185 | 0.017559 | 99.9824
190-200 | 0 | 6.0976 | 0 | 0 | 1.5244 | 2.6403 | 173.2051 | 195 | 0.0087796 | 99.9912
>200 | 0 | 6.0976 | 0 | 0 | 1.5244 | 2.6403 | 173.2051 | 200 | 0.0087796 | 100
Total | 17085.3659 | 18597.561 | 16591.4634 | 17176.8293 | 17362.8049 | 746.8517 | 4.3014
Polymer Raman signature
Raman shift (1/cm) | Counts (relative intensity)
3713.15 | 0.0017198
3709.584 | -0.00040858
3706.017 | -0.0004836
3702.451 | 0.0019778
3698.885 | 0.0040929
3695.318 | 0.0076832
3691.752 | 0.0086585
3688.186 | 0.0056105
3684.619 | 0.0066393
3681.053 | 0.0067707
3677.487 | 0.0094352
3673.92 | 0.01702
3670.354 | 0.015925
3666.788 | 0.018433
3663.221 | 0.017654
3659.655 | 0.019681
3656.089 | 0.016444
3652.523 | 0.022411
3648.956 | 0.024164
3645.39 | 0.022757
3641.824 | 0.020964
3638.257 | 0.026218
3634.691 | 0.028301
3631.125 | 0.025097
3627.558 | 0.02676
3623.992 | 0.029032
3620.426 | 0.02336
3616.859 | 0.019388
3613.293 | 0.019337
3609.727 | 0.022384
3606.16 | 0.025054
3602.594 | 0.026082
3599.028 | 0.028517
3595.461 | 0.026133
3591.895 | 0.024559
3588.329 | 0.024017
3584.762 | 0.023616
3581.196 | 0.024795
3577.63 | 0.02771
3574.063 | 0.028405
3570.497 | 0.025343
3566.931 | 0.02527
3563.364 | 0.019245
3559.798 | 0.020446
3556.232 | 0.022222
3552.665 | 0.025754
3549.099 | 0.027267
3545.533 | 0.021607
3541.967 | 0.019609
3538.4 | 0.020119
3534.834 | 0.015705
3531.268 | 0.019932
3527.701 | 0.021476
3524.135 | 0.01962
3520.569 | 0.019096
3517.002 | 0.019738
3513.436 | 0.016468
3509.87 | 0.018591
3506.303 | 0.019229
3502.737 | 0.015708
3499.171 | 0.019889
3495.604 | 0.021558
3492.038 | 0.0182
3488.472 | 0.015838
3484.905 | 0.01507
3481.339 | 0.014544
3477.773 | 0.016271
3474.206 | 0.011582
3470.64 | 0.011242
3467.074 | 0.0082589
3463.507 | 0.0083197
3459.941 | 0.0055235
3456.375 | 0.0015167
3452.808 | 0.010075
3449.242 | 0.0044308
3445.676 | 0.0052498
3442.109 | 0.0015655
3438.543 | 0.0012981
3434.977 | 0.00042561
3431.411 | 0.0010845
3427.844 | 0.0021325
3424.278 | 0.0031684
3420.712 | 0.0028911
3417.145 | 0.0095604
3413.579 | 0.0055162
3410.013 | 0.0072217
3406.446 | 0.0081045
3402.88 | 0.010361
3399.314 | 0.018829
3395.747 | 0.018537
3392.181 | 0.016735
3388.615 | 0.020891
3385.048 | 0.02343
3381.482 | 0.018917
3377.916 | 0.022897
3374.349 | 0.023645
3370.783 | 0.024654
3367.217 | 0.030537
3363.65 | 0.029978
3360.084 | 0.031233
3356.518 | 0.031559
3352.951 | 0.03368
3349.385 | 0.03888
3345.819 | 0.039799
3342.252 | 0.040008
3338.686 | 0.044733
3335.12 | 0.047875
3331.553 | 0.050875
3327.987 | 0.055277
3324.421 | 0.052771
3320.855 | 0.057649
3317.288 | 0.057119
3313.722 | 0.05846
3310.156 | 0.061115
3306.589 | 0.059859
3303.023 | 0.05461
3299.457 | 0.054613
3295.89 | 0.054358
3292.324 | 0.052727
3288.758 | 0.052983
3285.191 | 0.048642
3281.625 | 0.048879
3278.059 | 0.050089
3274.492 | 0.048273
3270.926 | 0.044341
3267.36 | 0.037819
3263.793 | 0.040067
3260.227 | 0.04062
3256.661 | 0.04009
3253.094 | 0.039732
3249.528 | 0.040791
3245.962 | 0.043524
3242.395 | 0.048484
3238.829 | 0.054392
3235.263 | 0.059056
3231.696 | 0.059677
3228.13 | 0.062775
3224.564 | 0.066139
3220.997 | 0.063938
3217.431 | 0.061669
3213.865 | 0.056407
3210.299 | 0.063868
3206.732 | 0.057023
3203.166 | 0.052525
3199.6 | 0.049959
3196.033 | 0.040864
3192.467 | 0.038927
3188.901 | 0.034976
3185.334 | 0.027749
3181.768 | 0.028997
3178.202 | 0.0227
3174.635 | 0.021041
3171.069 | 0.015844
3167.503 | 0.0084852
3163.936 | 0.0094767
3160.37 | 0.0042585
3156.804 | 0.00056541
3153.237 | 0.0040364
3149.671 | -0.0029389
3146.105 | 0.0034299
3142.538 | -0.0052072
3138.972 | 0.0027591
3135.406 | 0.0052201
3131.839 | 0.010299
3128.273 | 0.014947
3124.707 | 0.019961
3121.14 | 0.027897
3117.574 | 0.040405
3114.008 | 0.051736
3110.441 | 0.061088
3106.875 | 0.075569
3103.309 | 0.095949
3099.743 | 0.1336
3096.176 | 0.18518
3092.61 | 0.25281
3089.044 | 0.32158
3085.477 | 0.3588
3081.911 | 0.35689
3078.345 | 0.30383
3074.778 | 0.24821
3071.212 | 0.19483
3067.646 | 0.14602
3064.079 | 0.10663
3060.513 | 0.081672
3056.947 | 0.065348
3053.38 | 0.057627
3049.814 | 0.048409
3046.248 | 0.04587
3042.681 | 0.039659
3039.115 | 0.041088
3035.549 | 0.047036
3031.982 | 0.049387
3028.416 | 0.05563
3024.85 | 0.07078
3021.283 | 0.079345
3017.717 | 0.090487
3014.151 | 0.10454
3010.584 | 0.11659
3007.018 | 0.1242
3003.452 | 0.13706
2999.885 | 0.1396
2996.319 | 0.14716
2992.753 | 0.15604
2989.187 | 0.17272
2985.62 | 0.19213
2982.054 | 0.22009
2978.488 | 0.24781
2974.921 | 0.29432
2971.355 | 0.33662
2967.789 | 0.3544
2964.222 | 0.3581
2960.656 | 0.34545
2957.09 | 0.31166
2953.523 | 0.26845
2949.957 | 0.21775
2946.391 | 0.18557
2942.824 | 0.15953
2939.258 | 0.14706
2935.692 | 0.13561
2932.125 | 0.12881
2928.559 | 0.13026
2924.993 | 0.12884
2921.426 | 0.12646
2917.86 | 0.12909
2914.294 | 0.13147
2910.727 | 0.12841
2907.161 | 0.12999
2903.595 | 0.1342
2900.028 | 0.13904
2896.462 | 0.14302
2892.896 | 0.13943
2889.329 | 0.14306
2885.763 | 0.13709
2882.197 | 0.12807
2878.631 | 0.11332
2875.064 | 0.098583
2871.498 | 0.09443
2867.932 | 0.088341
2864.365 | 0.084342
2860.799 | 0.078104
2857.233 | 0.072419
2853.666 | 0.073892
2850.1 | 0.069118
2846.534 | 0.057267
2842.967 | 0.041464
2839.401 | 0.032487
2835.835 | 0.031215
2832.268 | 0.021365
2828.702 | 0.021796
2825.136 | 0.018638
2821.569 | 0.016821
2818.003 | 0.013166
2814.437 | 0.012535
2810.87 | 0.013627
2807.304 | 0.017558
2803.738 | 0.016489
2800.171 | 0.018771
2796.605 | 0.016148
2793.039 | 0.017228
2789.472 | 0.019156
2785.906 | 0.020079
2782.34 | 0.019058
2778.773 | 0.014917
2775.207 | 0.012505
2771.641 | 0.012014
2768.075 | 0.011116
2764.508 | 0.015618
2760.942 | 0.012837
2757.376 | 0.0087155
2753.809 | 0.011633
2750.243 | 0.013081
2746.677 | 0.01255
2743.11 | 0.011296
2739.544 | 0.013218
2735.978 | 0.011081
2732.411 | 0.0084417
2728.845 | 0.0061585
2725.279 | 0.010315
2721.712 | 0.0043471
2718.146 | 0.0041043
2714.58 | 0.0024006
2711.013 | 0.0034901
2707.447 | 0.0031378
2703.881 | 0.0011296
2700.314 | -0.0016691
2696.748 | -0.00043896
2693.182 | 0.003754
2689.615 | 0.0035143
2686.049 | -0.00085578
2682.483 | 0.00068102
2678.916 | 0.0024117
2675.35 | 0.0017544
2671.784 | 1.6951e-05
2668.217 | -0.00059527
2664.651 | -0.00018581
2661.085 | 0.0010627
2657.519 | 0.006525
2653.952 | 0.0046452
2650.386 | 0.0067841
2646.82 | 0.0097952
2643.253 | 0.012195
2639.687 | 0.015542
2636.121 | 0.016241
2632.554 | 0.020396
2628.988 | 0.025138
2625.422 | 0.023646
2621.855 | 0.025459
2618.289 | 0.023927
2614.723 | 0.0233
2611.156 | 0.028946
2607.59 | 0.026525
2604.024 | 0.026101
2600.457 | 0.025535
2596.891 | 0.023994
2593.325 | 0.020463
2589.758 | 0.020916
2586.192 | 0.018832
2582.626 | 0.018221
2579.059 | 0.017793
2575.493 | 0.014388
2571.927 | 0.017376
2568.36 | 0.013598
2564.794 | 0.015581
2561.228 | 0.013428
2557.661 | 0.012522
2554.095 | 0.013739
2550.529 | 0.014034
2546.963 | 0.014062
2543.396 | 0.013963
2539.83 | 0.011643
2536.264 | 0.01304
2532.697 | 0.012311
2529.131 | 0.014943
2525.565 | 0.010834
2521.998 | 0.010718
2518.432 | 0.01218
2514.866 | 0.011347
2511.299 | 0.011772
2507.733 | 0.012289
2504.167 | 0.010996
2500.6 | 0.0096503
2497.034 | 0.0083027
2493.468 | 0.0072639
2489.901 | 0.0033301
2486.335 | 0.0025642
2482.769 | 0.0066143
2479.202 | 0.0052649
2475.636 | 0.00040251
2472.07 | 0.0014867
2468.503 | 0.0011614
2464.937 | 0.0016608
2461.371 | -9.5217e-06
2457.804 | 0.0048773
2454.238 | 0.00076062
2450.672 | 0.0054248
2447.105 | 0.004762
2443.539 | 0.004715
2439.973 | 0.0087289
2436.407 | 0.0087519
2432.84 | 0.010206
2429.274 | 0.0096427
2425.708 | 0.0064901
2422.141 | 0.008667
2418.575 | 0.0087453
2415.009 | 0.0046872
2411.442 | 0.0055292
2407.876 | 0.0060504
2404.31 | 0.0063496
2400.743 | 0.0041382
2397.177 | 0.008422
2393.611 | 0.0056386
2390.044 | 0.007733
2386.478 | 0.003994
2382.912 | 0.0050294
2379.345 | 0.0047046
2375.779 | 0.0037699
2372.213 | 0.0052312
2368.646 | 0.0053098
2365.08 | 0.0026475
2361.514 | 0.0035779
2357.947 | 0.0045152
2354.381 | 0.0033557
2350.815 | 0.0020274
2347.248 | -0.0029039
2343.682 | 0.0015825
2340.116 | 0.0017597
2336.549 | -0.00048656
2332.983 | 2.3782e-06
2329.417 | -0.0012034
2325.851 | 0.0040523
2322.284 | 0.0019989
2318.718 | -0.00134
2315.152 | 0.0063616
2311.585 | 0.0043807
2308.019 | 0.0071607
2304.453 | 0.0049882
2300.886 | 0.0071095
2297.32 | 0.0070903
2293.754 | 0.0064335
2290.187 | 0.0090174
2286.621 | 0.010755
2283.055 | 0.012007
2279.488 | 0.012727
2275.922 | 0.01254
2272.356 | 0.014379
2268.789 | 0.015055
2265.223 | 0.014933
2261.657 | 0.013111
2258.09 | 0.010791
2254.524 | 0.010417
2250.958 | 0.010017
2247.391 | 0.0095189
2243.825 | 0.010707
2240.259 | 0.0089289
2236.692 | 0.0080383
2233.126 | 0.0059835
2229.56 | 0.00818
2225.993 | 0.0066094
2222.427 | 0.0084968
2218.861 | 0.0060164
2215.295 | 0.0067453
2211.728 | 0.01173
2208.162 | 0.010351
2204.596 | 0.0098994
2201.029 | 0.013736
2197.463 | 0.0144
2193.897 | 0.0129
2190.33 | 0.012547
2186.764 | 0.012365
2183.198 | 0.012147
2179.631 | 0.011132
2176.065 | 0.0080502
2172.499 | 0.0094591
2168.932 | 0.0093628
2165.366 | 0.0096657
2161.8 | 0.008503
2158.233 | 0.0086995
2154.667 | 0.0064453
2151.101 | 0.0046707
2147.534 | 0.0027262
2143.968 | 0.0039533
2140.402 | 0.0068124
2136.835 | 0.0058411
2133.269 | 0.0022717
2129.703 | 0.002788
2126.136 | 0.0021263
2122.57 | 0.00016141
2119.004 | 0.0031593
2115.437 | 0.0022849
2111.871 | 0.0024101
2108.305 | 0.0041482
2104.739 | 0.0049615
2101.172 | 0.003758
2097.606 | 0.005924
2094.04 | 0.0035822
2090.473 | 0.0041594
2086.907 | 0.0038797
2083.341 | 0.0024049
2079.774 | 0.00178
2076.208 | 0.003174
2072.642 | 0.0031657
2069.075 | 0.0079703
2065.509 | 0.0081849
2061.943 | 0.0075221
2058.376 | 0.006992
2054.81 | 0.0050929
2051.244 | 0.010148
2047.677 | 0.009314
2044.111 | 0.0085419
2040.545 | 0.013609
2036.978 | 0.012467
2033.412 | 0.0093931
2029.846 | 0.0098914
2026.279 | 0.0094056
2022.713 | 0.01216
2019.147 | 0.013195
2015.58 | 0.0073339
2012.014 | 0.010437
2008.448 | 0.0097023
2004.881 | 0.0094702
2001.315 | 0.0074021
1997.749 | 0.0096705
1994.183 | 0.012906
1990.616 | 0.0053501
1987.05 | 0.010888
1983.484 | 0.0084238
1979.917 | 0.0074063
1976.351 | 0.002969
1972.785 | 0.0051568
1969.218 | 0.003861
1965.652 | 0.0022633
1962.086 | 0.0042834
1958.519 | 0.0017922
1954.953 | 0.0014034
1951.387 | 0.0054315
1947.82 | 0.0018048
1944.254 | 0.0032662
1940.688 | 0.0035071
1937.121 | 0.0020945
1933.555 | 0.0026676
1929.989 | 0.0036209
1926.422 | 0.0035551
1922.856 | 0.0067368
1919.29 | 0.0066873
1915.723 | 0.0030171
1912.157 | 0.0062635
1908.591 | 0.0053757
1905.024 | 0.00013261
1901.458 | 0.0027045
1897.892 | 0.0038114
1894.325 | 0.0044866
1890.759 | 0.0061399
1887.193 | 0.0070782
1883.627 | 0.0059641
1880.06 | 0.0063345
1876.494 | 0.0063711
1872.928 | 0.0038084
1869.361 | 0.0044953
1865.795 | 0.0050074
1862.229 | 0.0044519
1858.662 | 0.0048002
1855.096 | 0.00478
1851.53 | 0.0030974
1847.963 | 0.0023243
1844.397 | 0.00080753
1840.831 | -0.0012607
1837.264 | 8.4648e-05
1833.698 | 0.00023123
1830.132 | 0.00022636
1826.565 | 0.00065355
1822.999 | 0.0038394
1819.433 | 0.0061908
1815.866 | 0.0065179
1812.3 | 0.0061423
1808.734 | 0.0046133
1805.167 | 0.0057551
1801.601 | 0.006876
1798.035 | 0.0039291
1794.468 | 0.0049941
1790.902 | 0.0055226
1787.336 | 0.0039174
1783.769 | 0.0023095
1780.203 | 0.0080652
1776.637 | 0.0094555
1773.071 | 0.013912
1769.504 | 0.018454
1765.938 | 0.022703
1762.372 | 0.031006
1758.805 | 0.041107
1755.239 | 0.067107
1751.673 | 0.11178
1748.106 | 0.18561
1744.54 | 0.29318
1740.974 | 0.41486
1737.407 | 0.52927
1733.841 | 0.63106
1730.275 | 0.69842
1726.708 | 0.71368
1723.142 | 0.65801
1719.576 | 0.53135
1716.009 | 0.37172
1712.443 | 0.2297
1708.877 | 0.13268
1705.31 | 0.08034
1701.744 | 0.057401
1698.178 | 0.044383
1694.611 | 0.038165
1691.045 | 0.036475
1687.479 | 0.036858
1683.912 | 0.033746
1680.346 | 0.031247
1676.78 | 0.026126
1673.213 | 0.025531
1669.647 | 0.023545
1666.081 | 0.024088
1662.515 | 0.026008
1658.948 | 0.029576
1655.382 | 0.031589
1651.816 | 0.029831
1648.249 | 0.029115
1644.683 | 0.03333
1641.117 | 0.036806
1637.55 | 0.043418
1633.984 | 0.056271
1630.418 | 0.095282
1626.851 | 0.2091
1623.285 | 0.46891
1619.719 | 0.82
1616.152 | 1
1612.586 | 0.85498
1609.02 | 0.57604
1605.453 | 0.35516
1601.887 | 0.21993
1598.321 | 0.15526
1594.754 | 0.14085
1591.188 | 0.12326
1587.622 | 0.094073
1584.055 | 0.068479
1580.489 | 0.054348
1576.923 | 0.043904
1573.356 | 0.035207
1569.79 | 0.028314
1566.224 | 0.026653
1562.657 | 0.022357
1559.091 | 0.020946
1555.525 | 0.021555
1551.959 | 0.018401
1548.392 | 0.014593
1544.826 | 0.013957
1541.26 | 0.016026
1537.693 | 0.018948
1534.127 | 0.014833
1530.561 | 0.013829
1526.994 | 0.010847
1523.428 | 0.0093123
1519.862 | 0.012094
1516.295 | 0.0099518
1512.729 | 0.0080466
1509.163 | 0.0051503
1505.596 | 0.0067064
1502.03 | 0.0045475
1498.464 | 0.0022107
1494.897 | 0.0042265
1491.331 | 0.006738
1487.765 | 0.0081749
1484.198 | 0.0092873
1480.632 | 0.011147
1477.066 | 0.017132
1473.499 | 0.024594
1469.933 | 0.033726
1466.367 | 0.048534
1462.8 | 0.06334
1459.234 | 0.078511
1455.668 | 0.089051
1452.101 | 0.093252
1448.535 | 0.094133
1444.969 | 0.088652
1441.403 | 0.077868
1437.836 | 0.060586
1434.27 | 0.042246
1430.704 | 0.027777
1427.137 | 0.018758
1423.571 | 0.01917
1420.005 | 0.030582
1416.438 | 0.044717
1412.872 | 0.049375
1409.306 | 0.04005
1405.739 | 0.027448
1402.173 | 0.022634
1398.607 | 0.018275
1395.04 | 0.010805
1391.474 | 0.010135
1387.908 | 0.0092911
1384.341 | 0.011674
1380.775 | 0.019425
1377.209 | 0.027285
1373.642 | 0.030461
1370.076 | 0.02566
1366.51 | 0.012914
1362.943 | 0.0054254
1359.377 | 0.0052081
1355.811 | -0.00014157
1352.244 | -0.00085792
1348.678 | 0.0034825
1345.112 | 0.0075544
1341.545 | 0.0086259
1337.979 | 0.010871
1334.413 | 0.020588
1330.847 | 0.038197
1327.28 | 0.064605
1323.714 | 0.10363
1320.148 | 0.14908
1316.581 | 0.19613
1313.015 | 0.23351
1309.449 | 0.23879
1305.882 | 0.23092
1302.316 | 0.2254
1298.75 | 0.23346
1295.183 | 0.24468
1291.617 | 0.24747
1288.051 | 0.24069
1284.484 | 0.22467
1280.918 | 0.20085
1277.352 | 0.17725
1273.785 | 0.14966
1270.219 | 0.12369
1266.653 | 0.095803
1263.086 | 0.072481
1259.52 | 0.056909
1255.954 | 0.047007
1252.387 | 0.042834
1248.821 | 0.040818
1245.255 | 0.03943
1241.688 | 0.036995
1238.122 | 0.032288
1234.556 | 0.030572
1230.989 | 0.026246
1227.423 | 0.025444
1223.857 | 0.016476
1220.291 | 0.0073297
1216.724 | 0.0029225
1213.158 | -0.0004986
1209.592 | -0.0012834
1206.025 | -0.00066191
1202.459 | 0.00020244
1198.893 | 0.0025523
1195.326 | 0.0052395
1191.76 | 0.011466
1188.194 | 0.021244
1184.627 | 0.045593
1181.061 | 0.062283
1177.495 | 0.063001
1173.928 | 0.052899
1170.362 | 0.038391
1166.796 | 0.02555
1163.229 | 0.016856
1159.663 | 0.01194
1156.097 | 0.013885
1152.53 | 0.01752
1148.964 | 0.023513
1145.398 | 0.032991
1141.831 | 0.041746
1138.265 | 0.053138
1134.699 | 0.067227
1131.132 | 0.082956
1127.566 | 0.097886
1124 | 0.10925
1120.433 | 0.11635
1116.867 | 0.11539
1113.301 | 0.10943
1109.735 | 0.097882
1106.168 | 0.091205
1102.602 | 0.080079
1099.036 | 0.067479
1095.469 | 0.054537
1091.903 | 0.041424
1088.337 | 0.032054
1084.77 | 0.028131
1081.204 | 0.022363
1077.638 | 0.017936
1074.071 | 0.013991
1070.505 | 0.012821
1066.939 | 0.012813
1063.372 | 0.011712
1059.806 | 0.012056
1056.24 | 0.015619
1052.673 | 0.019052
1049.107 | 0.026526
1045.541 | 0.0308
1041.974 | 0.033725
1038.408 | 0.03487
1034.842 | 0.036253
1031.275 | 0.036327
1027.709 | 0.034254
1024.143 | 0.032547
1020.576 | 0.035371
1017.01 | 0.045399
1013.444 | 0.081105
1009.877 | 0.20652
1006.311 | 0.33593
1002.745 | 0.29068
999.179 | 0.15772
995.612 | 0.061397
992.046 | 0.030881
988.48 | 0.01969
984.913 | 0.007306
981.347 | 0.0057083
977.781 | 0.0037597
974.214 | 0.0013536
970.648 | 0.00024375
967.082 | 0.00031506
963.515 | 0.00034328
959.949 | -0.00032274
956.383 | -0.00061847
952.816 | 0.0013891
949.25 | 0.0040506
945.684 | 0.0040603
942.117 | 0.0071161
938.551 | 0.009283
934.985 | 0.0097168
931.418 | 0.010021
927.852 | 0.010514
924.286 | 0.010072
920.719 | 0.0099188
917.153 | 0.012323
913.587 | 0.016258
910.02 | 0.023482
906.454 | 0.033655
902.888 | 0.047009
899.321 | 0.063902
895.755 | 0.081408
892.189 | 0.097601
888.623 | 0.10963
885.056 | 0.11117
881.49 | 0.10675
877.924 | 0.10016
874.357 | 0.097228
870.791 | 0.10404
867.225 | 0.12179
863.658 | 0.14963
860.092 | 0.17644
856.526 | 0.17653
852.959 | 0.16004
849.393 | 0.13637
845.827 | 0.11467
842.26 | 0.1022
838.694 | 0.097666
835.128 | 0.098377
831.561 | 0.10161
827.995 | 0.10016
824.429 | 0.096203
820.862 | 0.093799
817.296 | 0.093681
813.73 | 0.092824
810.163 | 0.091437
806.597 | 0.08811
803.031 | 0.088567
799.464 | 0.088726
795.898 | 0.080596
792.332 | 0.06506
788.765 | 0.051095
785.199 | 0.045634
781.633 | 0.034057
778.067 | 0.024421
774.5 | 0.014777
770.934 | 0.011925
767.368 | 0.01143
763.801 | 0.0085562
760.235 | 0.0064036
756.669 | 0.0072702
753.102 | 0.0064172
749.536 | 0.0073792
745.97 | 0.0088834
742.403 | 0.01012
738.837 | 0.011037
735.271 | 0.011667
731.704 | 0.010746
728.138 | 0.0070374
724.572 | 0.0073665
721.005 | 0.0096487
717.439 | 0.01772
713.873 | 0.032098
710.306 | 0.04802
706.74 | 0.058399
703.174 | 0.041769
699.607 | 0.021887
696.041 | 0.0098393
692.475 | 0.006545
688.908 | 0.0083004
685.342 | 0.010096
681.776 | 0.0080818
678.209 | 0.0071621
674.643 | 0.0065089
671.077 | 0.0073022
667.511 | 0.015501
663.944 | 0.036487
660.378 | 0.066327
656.812 | 0.079277
653.245 | 0.043019
649.679 | 0.022296
646.113 | 0.018846
642.546 | 0.042099
638.98 | 0.09431
635.414 | 0.15088
631.847 | 0.11258
628.281 | 0.050341
624.715 | 0.020452
621.148 | 0.01009
617.582 | 0.0066107
614.016 | 0.0037597
610.449 | 0.0020981
606.883 | 0.004595
603.317 | 0.0038797
599.75 | 0.0035947
596.184 | 0.0043887
592.618 | 0.0049981
589.051 | 0.0040884
585.485 | 0.003534
581.919 | 0.0040882
578.352 | 0.0053286
574.786 | 0.0059689
571.22 | 0.0061441
567.653 | 0.0060334
564.087 | 0.0051989
560.521 | 0.0068279
556.955 | 0.0069647
553.388 | 0.0061907
549.822 | 0.0060241
546.256 | 0.0068634
542.689 | 0.0078238
539.123 | 0.0079045
535.557 | 0.0064671
531.99 | 0.0049352
528.424 | 0.0043354
524.858 | 0.0057669
521.291 | 0.0079286
517.725 | 0.004074
514.159 | 0.0062689
510.592 | 0.0080704
507.026 | 0.007389
503.46 | 0.0065947
499.893 | 0.0070314
496.327 | 0.0053885
492.761 | 0.0054753
489.194 | 0.0047036
485.628 | 0.0055769
482.062 | 0.006338
478.495 | 0.0058618
474.929 | 0.0056437
471.363 | 0.0055716
467.796 | 0.0063861
464.23 | 0.0084536
460.664 | 0.0094833
457.097 | 0.0083028
453.531 | 0.0062485
449.965 | 0.0068453
446.399 | 0.0059586
442.832 | 0.0060418
439.266 | 0.004954
435.7 | 0.0024096
432.133 | 0.0014197
428.567 | 0.0015755
425.001 | 0.0033171
421.434 | 0.0046532
417.868 | 0.0066289
414.302 | 0.0095456
410.735 | 0.011483
407.169 | 0.0072927
403.603 | 0.0030298
400.036 | -0.00017789
396.47 | -0.0012564
392.904 | -0.00054171
389.337 | -0.00064702
385.771 | 0.002561
382.205 | 0.0029149
378.638 | 0.0029297
375.072 | 0.0045294
371.506 | 0.0075481
367.939 | 0.0073236
364.373 | 0.0099539
360.807 | 0.0096776
357.24 | 0.010764
353.674 | 0.013653
350.108 | 0.016536
346.541 | 0.022529
342.975 | 0.023989
339.409 | 0.026021
335.843 | 0.024274
332.276 | 0.01845
328.71 | 0.014549
325.144 | 0.011574
321.577 | 0.010276
318.011 | 0.009854
314.445 | 0.0098214
310.878 | 0.010785
307.312 | 0.016068
303.746 | 0.019843
300.179 | 0.023029
296.613 | 0.027455
293.047 | 0.033513
289.48 | 0.040195
285.914 | 0.046185
282.348 | 0.055459
278.781 | 0.062596
275.215 | 0.065782
271.649 | 0.065453
268.082 | 0.06482
264.516 | 0.066315
260.95 | 0.06561
257.383 | 0.063577
253.817 | 0.062287
250.251 | 0.064236
246.684 | 0.068283
243.118 | 0.070874
239.552 | 0.075736
235.985 | 0.082219
232.419 | 0.088763
228.853 | 0.096755
225.287 | 0.10193
221.72 | 0.10552
218.154 | 0.10732

## PS
EasyMP™ Batch #XXXX [Polystyrene (PS), Fragments, Clear, 10-100 µm]
[link to Google Drive]
Polymer specific gravity: 1.04 g/cm³ (1.04·10−6 µg/µm³) | [12 empty] | MicroplasticSolution.com | contact@microplasticsolution.com
12,717 ± 619 (5%) MPs [n/mg] ¦ 500 mg (0.5 g) dry, neat (powder)
All values in number of microplastics (n)/mg
| SS #1 | SS #2 | SS #3 | SS #4 | Particle count (n/mg) |  |  | Particle size distribution |  |  | D10 (µm) | 13.1462
Diameter (µm) | n/mg | n/mg | n/mg | n/mg | Mean (n/mg) | SD (n/mg) | RSD (%) | Mean diameter (µm) | PSD (%) | Cum. PSD (%) | D50 (µm) | 38.8622
10-20 | 2370.7317 | 2126.8293 | 2751.2195 | 2439.0244 | 2421.9512 | 222.7271 | 9.1962 | 15 | 19.0449 | 19.0449 | D90 (µm) | 114.8824
20-30 | 1736.5854 | 1775.6098 | 1941.4634 | 1502.439 | 1739.0244 | 156.7631 | 9.0144 | 25 | 13.6747 | 32.7196
30-40 | 1385.3659 | 1385.3659 | 1453.6585 | 1336.5854 | 1390.2439 | 41.6781 | 2.9979 | 35 | 10.9321 | 43.6517 | Note: D90 signifies that the 90th percentile of particles is below 115 µm in diameter
40-50 | 1268.2927 | 1200 | 1209.7561 | 1024.3902 | 1175.6098 | 91.1295 | 7.7517 | 45 | 9.2443 | 52.896
50-60 | 829.2683 | 1073.1707 | 1043.9024 | 1043.9024 | 997.561 | 97.8958 | 9.8135 | 55 | 7.8443 | 60.7403
60-70 | 946.3415 | 1024.3902 | 907.3171 | 858.5366 | 934.1463 | 60.6822 | 6.496 | 65 | 7.3456 | 68.0859
70-80 | 809.7561 | 692.6829 | 829.2683 | 868.2927 | 800 | 65.4459 | 8.1807 | 75 | 6.2908 | 74.3767
80-90 | 439.0244 | 829.2683 | 673.1707 | 575.6098 | 629.2683 | 142.302 | 22.6139 | 85 | 4.9482 | 79.3249
90-100 | 565.8537 | 468.2927 | 624.3902 | 643.9024 | 575.6098 | 68.2927 | 11.8644 | 95 | 4.5263 | 83.8512
100-110 | 556.0976 | 556.0976 | 653.6585 | 439.0244 | 551.2195 | 76.0413 | 13.7951 | 105 | 4.3345 | 88.1857
110-120 | 302.439 | 487.8049 | 497.561 | 448.7805 | 434.1463 | 78.2011 | 18.0126 | 115 | 3.4139 | 91.5995
120-130 | 302.439 | 341.4634 | 380.4878 | 321.9512 | 336.5854 | 28.8589 | 8.574 | 125 | 2.6467 | 94.2463
130-140 | 126.8293 | 253.6585 | 243.9024 | 292.6829 | 229.2683 | 61.8955 | 26.997 | 135 | 1.8028 | 96.0491
140-150 | 214.6341 | 273.1707 | 224.3902 | 214.6341 | 231.7073 | 24.268 | 10.4736 | 145 | 1.822 | 97.8711
150-160 | 146.3415 | 185.3659 | 117.0732 | 87.8049 | 134.1463 | 36.0943 | 26.9066 | 155 | 1.0549 | 98.926
160-170 | 58.5366 | 97.561 | 97.561 | 39.0244 | 73.1707 | 25.3471 | 34.641 | 165 | 0.57537 | 99.5013
170-180 | 29.2683 | 48.7805 | 9.7561 | 68.2927 | 39.0244 | 21.8153 | 55.9017 | 175 | 0.30687 | 99.8082
180-190 | 19.5122 | 19.5122 | 9.7561 | 29.2683 | 19.5122 | 6.8986 | 35.3553 | 185 | 0.15343 | 99.9616
190-200 | 9.7561 | 0 | 0 | 0 | 2.439 | 4.2245 | 173.2051 | 195 | 0.019179 | 99.9808
>200 | 0 | 0 | 9.7561 | 0 | 2.439 | 4.2245 | 173.2051 | 200 | 0.019179 | 100
Total | 12117.0732 | 12839.0244 | 13678.0488 | 12234.1463 | 12717.0732 | 618.782 | 4.8658
Polymer Raman signature
Raman shift (1/cm) | Counts (relative intensity)
3673.92 | -0.0014479
3670.354 | -0.00044457
3666.788 | 0.0011395
3663.221 | 0.0035806
3659.655 | 0.0050001
3656.089 | 0.0057786
3652.523 | 0.0053699
3648.956 | 0.0052231
3645.39 | 0.007083
3641.824 | 0.0070642
3638.257 | 0.0071068
3634.691 | 0.0073483
3631.125 | 0.0074696
3627.558 | 0.0069801
3623.992 | 0.0070142
3620.426 | 0.0067246
3616.859 | 0.0060848
3613.293 | 0.0067102
3609.727 | 0.0067356
3606.16 | 0.0059986
3602.594 | 0.004856
3599.028 | 0.0056096
3595.461 | 0.0044857
3591.895 | 0.0047539
3588.329 | 0.0042303
3584.762 | 0.002121
3581.196 | 0.0027582
3577.63 | 0.003174
3574.063 | 0.0030467
3570.497 | 0.0014926
3566.931 | 9.056e-05
3563.364 | 0.00017913
3559.798 | 0.0011736
3556.232 | 0.0001648
3552.665 | 0.0013717
3549.099 | 0.0016485
3545.533 | 0.00025527
3541.967 | 0.0022479
3538.4 | 0.0029936
3534.834 | 0.003007
3531.268 | 0.0047668
3527.701 | 0.0043975
3524.135 | 0.0057412
3520.569 | 0.0064661
3517.002 | 0.0073924
3513.436 | 0.0064237
3509.87 | 0.008902
3506.303 | 0.0083936
3502.737 | 0.0097437
3499.171 | 0.010253
3495.604 | 0.011012
3492.038 | 0.010781
3488.472 | 0.011308
3484.905 | 0.013156
3481.339 | 0.012664
3477.773 | 0.011716
3474.206 | 0.011209
3470.64 | 0.012636
3467.074 | 0.011771
3463.507 | 0.010924
3459.941 | 0.010064
3456.375 | 0.010856
3452.808 | 0.0088683
3449.242 | 0.010601
3445.676 | 0.01026
3442.109 | 0.0088393
3438.543 | 0.0082934
3434.977 | 0.0088354
3431.411 | 0.0074199
3427.844 | 0.0066852
3424.278 | 0.0056662
3420.712 | 0.0036711
3417.145 | 0.0043637
3413.579 | 0.0041792
3410.013 | 0.0034786
3406.446 | 0.0022384
3402.88 | 0.0018804
3399.314 | 0.0014031
3395.747 | 0.0023109
3392.181 | 0.0018231
3388.615 | 0.00051818
3385.048 | 0.0023946
3381.482 | 0.0029049
3377.916 | 0.001582
3374.349 | 0.0017234
3370.783 | 0.0017467
3367.217 | 0.0032952
3363.65 | 0.0030336
3360.084 | 0.0061208
3356.518 | 0.0061821
3352.951 | 0.0085268
3349.385 | 0.0088466
3345.819 | 0.007214
3342.252 | 0.0095201
3338.686 | 0.012019
3335.12 | 0.01209
3331.553 | 0.013222
3327.987 | 0.014239
3324.421 | 0.014165
3320.855 | 0.014359
3317.288 | 0.015168
3313.722 | 0.014074
3310.156 | 0.01605
3306.589 | 0.012427
3303.023 | 0.012186
3299.457 | 0.0119
3295.89 | 0.010634
3292.324 | 0.0091674
3288.758 | 0.0085802
3285.191 | 0.0066614
3281.625 | 0.0069425
3278.059 | 0.0049447
3274.492 | 0.0050735
3270.926 | 0.0026036
3267.36 | 0.0023922
3263.793 | 0.00095151
3260.227 | 0.00010206
3256.661 | -0.0007451
3253.094 | 0.00071399
3249.528 | 1.3266e-05
3245.962 | -0.00011234
3242.395 | 0.00072331
3238.829 | 0.001646
3235.263 | 0.00076954
3231.696 | 0.00075097
3228.13 | 0.0021469
3224.564 | 0.003076
3220.997 | 0.0044424
3217.431 | 0.0069735
3213.865 | 0.010212
3210.299 | 0.014369
3206.732 | 0.018808
3203.166 | 0.019281
3199.6 | 0.016062
3196.033 | 0.011376
3192.467 | 0.0054775
3188.901 | 0.003771
3185.334 | 0.0019021
3181.768 | 0.00099199
3178.202 | 0.0023098
3174.635 | 0.0055562
3171.069 | 0.011136
3167.503 | 0.017217
3163.936 | 0.017117
3160.37 | 0.010886
3156.804 | 0.0058141
3153.237 | 0.0027632
3149.671 | 0.00092891
3146.105 | 0.0015087
3142.538 | 0.0028824
3138.972 | 0.0040283
3135.406 | 0.0061686
3131.839 | 0.0090998
3128.273 | 0.009503
3124.707 | 0.011974
3121.14 | 0.014466
3117.574 | 0.017326
3114.008 | 0.021083
3110.441 | 0.025216
3106.875 | 0.028924
3103.309 | 0.02886
3099.743 | 0.028982
3096.176 | 0.03778
3092.61 | 0.049149
3089.044 | 0.065758
3085.477 | 0.08795
3081.911 | 0.11896
3078.345 | 0.17161
3074.778 | 0.26056
3071.212 | 0.38018
3067.646 | 0.51276
3064.079 | 0.61422
3060.513 | 0.66537
3056.947 | 0.671
3053.38 | 0.61872
3049.814 | 0.4756
3046.248 | 0.35314
3042.681 | 0.30094
3039.115 | 0.27289
3035.549 | 0.23396
3031.982 | 0.17815
3028.416 | 0.12317
3024.85 | 0.074858
3021.283 | 0.04176
3017.717 | 0.026967
3014.151 | 0.029953
3010.584 | 0.045159
3007.018 | 0.063888
3003.452 | 0.069632
2999.885 | 0.049101
2996.319 | 0.02614
2992.753 | 0.017607
2989.187 | 0.024304
2985.62 | 0.039475
2982.054 | 0.05859
2978.488 | 0.062545
2974.921 | 0.050086
2971.355 | 0.036907
2967.789 | 0.033018
2964.222 | 0.033532
2960.656 | 0.035615
2957.09 | 0.042345
2953.523 | 0.051237
2949.957 | 0.063226
2946.391 | 0.07899
2942.824 | 0.097053
2939.258 | 0.11305
2935.692 | 0.12591
2932.125 | 0.13999
2928.559 | 0.15519
2924.993 | 0.17085
2921.426 | 0.18992
2917.86 | 0.20792
2914.294 | 0.21924
2910.727 | 0.2257
2907.161 | 0.22386
2903.595 | 0.21261
2900.028 | 0.19428
2896.462 | 0.17318
2892.896 | 0.14259
2889.329 | 0.11556
2885.763 | 0.091005
2882.197 | 0.068767
2878.631 | 0.055162
2875.064 | 0.046951
2871.498 | 0.044797
2867.932 | 0.05004
2864.365 | 0.064198
2860.799 | 0.07788
2857.233 | 0.09024
2853.666 | 0.091745
2850.1 | 0.080796
2846.534 | 0.059639
2842.967 | 0.037222
2839.401 | 0.019193
2835.835 | 0.0076495
2832.268 | 0.0038755
2828.702 | 0.0019562
2825.136 | 0.0016735
2821.569 | 0.00072899
2818.003 | 0.0015419
2814.437 | 0.0027705
2810.87 | 0.0027812
2807.304 | 0.0025739
2803.738 | 0.0010196
2800.171 | 0.002202
2796.605 | 0.0055915
2793.039 | 0.0070365
2789.472 | 0.0093678
2785.906 | 0.010609
2782.34 | 0.011439
2778.773 | 0.0087215
2775.207 | 0.0084776
2771.641 | 0.007039
2768.075 | 0.0073165
2764.508 | 0.0051404
2760.942 | 0.0043736
2757.376 | 0.0050521
2753.809 | 0.0026633
2750.243 | 0.0023778
2746.677 | 0.0019502
2743.11 | 0.002622
2739.544 | 0.0013674
2735.978 | 0.0012474
2732.411 | 0.0017085
2728.845 | 0.0008861
2725.279 | 0.00094684
2721.712 | -0.00099937
2718.146 | -0.00092549
2714.58 | 0.00057194
2711.013 | 0.00087437
2707.447 | 0.0004487
2703.881 | 0.0010161
2700.314 | 0.0019504
2696.748 | 0.0031904
2693.182 | 0.0043881
2689.615 | 0.007648
2686.049 | 0.0089194
2682.483 | 0.009218
2678.916 | 0.010769
2675.35 | 0.012284
2671.784 | 0.013469
2668.217 | 0.014554
2664.651 | 0.015864
2661.085 | 0.017061
2657.519 | 0.018063
2653.952 | 0.020491
2650.386 | 0.021077
2646.82 | 0.023451
2643.253 | 0.022183
2639.687 | 0.023374
2636.121 | 0.024327
2632.554 | 0.026239
2628.988 | 0.029081
2625.422 | 0.028068
2621.855 | 0.028238
2618.289 | 0.027869
2614.723 | 0.026743
2611.156 | 0.027954
2607.59 | 0.027331
2604.024 | 0.024892
2600.457 | 0.022739
2596.891 | 0.02041
2593.325 | 0.016137
2589.758 | 0.014874
2586.192 | 0.014063
2582.626 | 0.011142
2579.059 | 0.010014
2575.493 | 0.0087309
2571.927 | 0.0075808
2568.36 | 0.0047195
2564.794 | 0.0072284
2561.228 | 0.0051467
2557.661 | 0.0043487
2554.095 | 0.0039901
2550.529 | 0.003072
2546.963 | 0.0024945
2543.396 | 0.0026725
2539.83 | 0.0027698
2536.264 | 0.0046083
2532.697 | 0.0052921
2529.131 | 0.0054754
2525.565 | 0.0057696
2521.998 | 0.006169
2518.432 | 0.0059445
2514.866 | 0.0082617
2511.299 | 0.0069839
2507.733 | 0.0082312
2504.167 | 0.0089405
2500.6 | 0.010298
2497.034 | 0.010049
2493.468 | 0.011043
2489.901 | 0.012599
2486.335 | 0.012909
2482.769 | 0.012034
2479.202 | 0.012285
2475.636 | 0.013502
2472.07 | 0.013165
2468.503 | 0.012659
2464.937 | 0.011944
2461.371 | 0.011809
2457.804 | 0.012457
2454.238 | 0.013438
2450.672 | 0.014017
2447.105 | 0.013251
2443.539 | 0.012262
2439.973 | 0.01191
2436.407 | 0.0090083
2432.84 | 0.0095505
2429.274 | 0.0089234
2425.708 | 0.0070347
2422.141 | 0.0067135
2418.575 | 0.0072083
2415.009 | 0.004107
2411.442 | 0.0032776
2407.876 | 0.0026721
2404.31 | 0.00050892
2400.743 | 0.0020404
2397.177 | -0.0013709
2393.611 | -0.00090971
2390.044 | -0.00030802
2386.478 | 0.0016027
2382.912 | 0.0013553
2379.345 | 0.00052568
2375.779 | 0.0011575
2372.213 | 0.00052242
2368.646 | 0.00050035
2365.08 | 0.00097318
2361.514 | 0.0019735
2357.947 | 0.003099
2354.381 | 0.0037524
2350.815 | 0.0048928
2347.248 | 0.0058149
2343.682 | 0.0057425
2340.116 | 0.0076187
2336.549 | 0.0074224
2332.983 | 0.0072746
2329.417 | 0.0085911
2325.851 | 0.0094318
2322.284 | 0.012347
2318.718 | 0.01388
2315.152 | 0.015972
2311.585 | 0.015862
2308.019 | 0.015623
2304.453 | 0.017756
2300.886 | 0.018942
2297.32 | 0.01864
2293.754 | 0.018921
2290.187 | 0.018668
2286.621 | 0.019553
2283.055 | 0.019062
2279.488 | 0.018446
2275.922 | 0.01613
2272.356 | 0.014219
2268.789 | 0.013787
2265.223 | 0.013877
2261.657 | 0.011009
2258.09 | 0.007457
2254.524 | 0.006912
2250.958 | 0.006283
2247.391 | 0.0031805
2243.825 | 0.00343
2240.259 | 0.0027087
2236.692 | 0.0011876
2233.126 | 0.0004385
2229.56 | -0.00031453
2225.993 | -0.00045269
2222.427 | 0.00051636
2218.861 | 0.00013609
2215.295 | 0.00016743
2211.728 | 0.00099608
2208.162 | 0.0034303
2204.596 | 0.0028988
2201.029 | 0.0036251
2197.463 | 0.0042509
2193.897 | 0.0041686
2190.33 | 0.0075982
2186.764 | 0.008639
2183.198 | 0.0080219
2179.631 | 0.0092454
2176.065 | 0.0096981
2172.499 | 0.0089911
2168.932 | 0.0097964
2165.366 | 0.010789
2161.8 | 0.010404
2158.233 | 0.010812
2154.667 | 0.01212
2151.101 | 0.01227
2147.534 | 0.013436
2143.968 | 0.013305
2140.402 | 0.013572
2136.835 | 0.014058
2133.269 | 0.01416
2129.703 | 0.01477
2126.136 | 0.013637
2122.57 | 0.013925
2119.004 | 0.014481
2115.437 | 0.011394
2111.871 | 0.0096558
2108.305 | 0.010016
2104.739 | 0.0098658
2101.172 | 0.0086193
2097.606 | 0.0066483
2094.04 | 0.0054392
2090.473 | 0.0049705
2086.907 | 0.0049712
2083.341 | 0.0031273
2079.774 | 0.00082906
2076.208 | 0.0011514
2072.642 | 0.0025793
2069.075 | 0.0018559
2065.509 | 0.00041501
2061.943 | 0.0007157
2058.376 | -0.0012661
2054.81 | -0.0017224
2051.244 | 0.002172
2047.677 | 0.0030126
2044.111 | 0.0028705
2040.545 | 0.0033102
2036.978 | 0.0059017
2033.412 | 0.0047492
2029.846 | 0.0054462
2026.279 | 0.0066869
2022.713 | 0.0067535
2019.147 | 0.0056176
2015.58 | 0.007659
2012.014 | 0.010344
2008.448 | 0.011164
2004.881 | 0.011704
2001.315 | 0.012299
1997.749 | 0.012369
1994.183 | 0.012643
1990.616 | 0.013453
1987.05 | 0.013525
1983.484 | 0.015864
1979.917 | 0.015375
1976.351 | 0.014954
1972.785 | 0.016344
1969.218 | 0.013772
1965.652 | 0.016205
1962.086 | 0.017106
1958.519 | 0.016663
1954.953 | 0.018898
1951.387 | 0.016173
1947.82 | 0.014892
1944.254 | 0.014121
1940.688 | 0.013
1937.121 | 0.011725
1933.555 | 0.0094632
1929.989 | 0.0096054
1926.422 | 0.0067595
1922.856 | 0.008396
1919.29 | 0.0060466
1915.723 | 0.0032441
1912.157 | 0.0031179
1908.591 | 0.0025733
1905.024 | 0.0015671
1901.458 | 0.0014871
1897.892 | 0.0015781
1894.325 | -0.00061408
1890.759 | -0.00044385
1887.193 | 8.5591e-05
1883.627 | 0.0012325
1880.06 | 0.0015403
1876.494 | 0.0012481
1872.928 | 0.00024082
1869.361 | 0.001638
1865.795 | 0.0035391
1862.229 | 0.0036575
1858.662 | 0.0042635
1855.096 | 0.0059416
1851.53 | 0.0073804
1847.963 | 0.0080786
1844.397 | 0.0091774
1840.831 | 0.0099692
1837.264 | 0.01024
1833.698 | 0.011668
1830.132 | 0.012683
1826.565 | 0.013033
1822.999 | 0.013693
1819.433 | 0.015115
1815.866 | 0.016337
1812.3 | 0.016621
1808.734 | 0.016643
1805.167 | 0.017835
1801.601 | 0.01633
1798.035 | 0.016573
1794.468 | 0.014301
1790.902 | 0.012724
1787.336 | 0.01291
1783.769 | 0.012781
1780.203 | 0.011644
1776.637 | 0.011863
1773.071 | 0.010473
1769.504 | 0.0087919
1765.938 | 0.0078737
1762.372 | 0.0044832
1758.805 | 0.0050463
1755.239 | 0.0032943
1751.673 | 0.0021662
1748.106 | 3.2627e-05
1744.54 | 0.00071552
1740.974 | 0.0006159
1737.407 | -0.00054766
1733.841 | -0.00074252
1730.275 | -6.6512e-05
1726.708 | 0.0021839
1723.142 | 0.0023742
1719.576 | 0.0012965
1716.009 | 0.00098533
1712.443 | 0.0014598
1708.877 | 0.0020308
1705.31 | 0.0017502
1701.744 | 0.0025409
1698.178 | 0.004661
1694.611 | 0.0058127
1691.045 | 0.0056815
1687.479 | 0.0079933
1683.912 | 0.010233
1680.346 | 0.016133
1676.78 | 0.014603
1673.213 | 0.017845
1669.647 | 0.020713
1666.081 | 0.019319
1662.515 | 0.021462
1658.948 | 0.020966
1655.382 | 0.018097
1651.816 | 0.019317
1648.249 | 0.022222
1644.683 | 0.02867
1641.117 | 0.037138
1637.55 | 0.051449
1633.984 | 0.063028
1630.418 | 0.064295
1626.851 | 0.058523
1623.285 | 0.055957
1619.719 | 0.068904
1616.152 | 0.10644
1612.586 | 0.1726
1609.02 | 0.26072
1605.453 | 0.32788
1601.887 | 0.30344
1598.321 | 0.19388
1594.754 | 0.11221
1591.188 | 0.096732
1587.622 | 0.11524
1584.055 | 0.12266
1580.489 | 0.078209
1576.923 | 0.039941
1573.356 | 0.022706
1569.79 | 0.01547
1566.224 | 0.011336
1562.657 | 0.0096203
1559.091 | 0.0085412
1555.525 | 0.0076366
1551.959 | 0.0073895
1548.392 | 0.0063414
1544.826 | 0.0057798
1541.26 | 0.0071503
1537.693 | 0.0065863
1534.127 | 0.007189
1530.561 | 0.0074396
1526.994 | 0.0068155
1523.428 | 0.0062872
1519.862 | 0.0069395
1516.295 | 0.0064885
1512.729 | 0.0053436
1509.163 | 0.0054431
1505.596 | 0.0057234
1502.03 | 0.0092498
1498.464 | 0.012382
1494.897 | 0.014137
1491.331 | 0.013544
1487.765 | 0.012479
1484.198 | 0.013074
1480.632 | 0.013683
1477.066 | 0.014322
1473.499 | 0.017049
1469.933 | 0.019154
1466.367 | 0.023454
1462.8 | 0.03324
1459.234 | 0.056383
1455.668 | 0.0789
1452.101 | 0.085484
1448.535 | 0.080413
1444.969 | 0.065606
1441.403 | 0.049027
1437.836 | 0.03385
1434.27 | 0.020596
1430.704 | 0.011209
1427.137 | 0.0070585
1423.571 | 0.0059822
1420.005 | 0.0049688
1416.438 | 0.0051997
1412.872 | 0.0065047
1409.306 | 0.0056685
1405.739 | 0.0048605
1402.173 | 0.0013081
1398.607 | -0.0012935
1395.04 | -0.0005472
1391.474 | -0.00035481
1387.908 | 0.00078306
1384.341 | 0.0041184
1380.775 | 0.0086031
1377.209 | 0.011763
1373.642 | 0.013235
1370.076 | 0.01455
1366.51 | 0.013854
1362.943 | 0.01364
1359.377 | 0.01421
1355.811 | 0.014075
1352.244 | 0.015991
1348.678 | 0.019127
1345.112 | 0.02715
1341.545 | 0.03635
1337.979 | 0.045586
1334.413 | 0.053589
1330.847 | 0.058368
1327.28 | 0.059644
1323.714 | 0.058131
1320.148 | 0.053505
1316.581 | 0.04878
1313.015 | 0.046685
1309.449 | 0.042464
1305.882 | 0.039359
1302.316 | 0.036631
1298.75 | 0.032699
1295.183 | 0.028405
1291.617 | 0.023368
1288.051 | 0.019771
1284.484 | 0.017212
1280.918 | 0.013658
1277.352 | 0.012563
1273.785 | 0.011706
1270.219 | 0.0084026
1266.653 | 0.008092
1263.086 | 0.0079991
1259.52 | 0.006967
1255.954 | 0.006482
1252.387 | 0.0066574
1248.821 | 0.0066722
1245.255 | 0.0073701
1241.688 | 0.0086876
1238.122 | 0.010129
1234.556 | 0.01464
1230.989 | 0.018986
1227.423 | 0.022511
1223.857 | 0.027107
1220.291 | 0.035903
1216.724 | 0.049345
1213.158 | 0.074831
1209.592 | 0.1067
1206.025 | 0.13563
1202.459 | 0.15435
1198.893 | 0.15873
1195.326 | 0.15177
1191.76 | 0.14555
1188.194 | 0.15284
1184.627 | 0.15918
1181.061 | 0.13777
1177.495 | 0.097154
1173.928 | 0.066115
1170.362 | 0.054431
1166.796 | 0.059718
1163.229 | 0.079427
1159.663 | 0.10472
1156.097 | 0.10966
1152.53 | 0.078595
1148.964 | 0.040757
1145.398 | 0.021268
1141.831 | 0.010047
1138.265 | 0.0043967
1134.699 | 0.00039644
1131.132 | -0.0024365
1127.566 | -0.0025118
1124 | 0.0003266
1120.433 | 0.0041927
1116.867 | 0.0066772
1113.301 | 0.0089335
1109.735 | 0.013505
1106.168 | 0.020264
1102.602 | 0.025131
1099.036 | 0.029148
1095.469 | 0.03024
1091.903 | 0.029164
1088.337 | 0.029767
1084.77 | 0.028307
1081.204 | 0.030312
1077.638 | 0.032751
1074.071 | 0.034399
1070.505 | 0.03346
1066.939 | 0.03042
1063.372 | 0.026735
1059.806 | 0.02485
1056.24 | 0.025286
1052.673 | 0.026845
1049.107 | 0.03618
1045.541 | 0.060308
1041.974 | 0.11223
1038.408 | 0.19218
1034.842 | 0.25463
1031.275 | 0.24731
1027.709 | 0.17347
1024.143 | 0.089507
1020.576 | 0.05141
1017.01 | 0.063466
1013.444 | 0.15971
1009.877 | 0.44251
1006.311 | 0.84171
1002.745 | 1
999.179 | 0.74259
995.612 | 0.35338
992.046 | 0.15191
988.48 | 0.092463
984.913 | 0.05764
981.347 | 0.03433
977.781 | 0.024049
974.214 | 0.018831
970.648 | 0.015134
967.082 | 0.013524
963.515 | 0.012753
959.949 | 0.011015
956.383 | 0.0098811
952.816 | 0.0084192
949.25 | 0.0065592
945.684 | 0.0064258
942.117 | 0.005389
938.551 | 0.0034595
934.985 | 0.0010062
931.418 | -0.0010444
927.852 | -0.0014637
924.286 | -0.00056239
920.719 | 0.0021466
917.153 | 0.0075389
913.587 | 0.014778
910.02 | 0.020368
906.454 | 0.022557
902.888 | 0.020557
899.321 | 0.015293
895.755 | 0.011018
892.189 | 0.0081641
888.623 | 0.0042822
885.056 | 0.0044305
881.49 | 0.0054551
877.924 | 0.0067868
874.357 | 0.0074607
870.791 | 0.0069216
867.225 | 0.0081652
863.658 | 0.0077471
860.092 | 0.011839
856.526 | 0.014308
852.959 | 0.018423
849.393 | 0.025542
845.827 | 0.033041
842.26 | 0.036849
838.694 | 0.036312
835.128 | 0.030732
831.561 | 0.026212
827.995 | 0.024106
824.429 | 0.025869
820.862 | 0.033315
817.296 | 0.044291
813.73 | 0.054241
810.163 | 0.069159
806.597 | 0.086363
803.031 | 0.10875
799.464 | 0.12268
795.898 | 0.12295
792.332 | 0.11128
788.765 | 0.093233
785.199 | 0.075014
781.633 | 0.063475
778.067 | 0.058944
774.5 | 0.058592
770.934 | 0.061709
767.368 | 0.064894
763.801 | 0.065774
760.235 | 0.065187
756.669 | 0.063492
753.102 | 0.053693
749.536 | 0.045412
745.97 | 0.037696
742.403 | 0.030933
738.837 | 0.024015
735.271 | 0.015012
731.704 | 0.0058226
728.138 | 0.0018459
724.572 | 0.0020279
721.005 | 0.0013069
717.439 | -0.00010864
713.873 | -0.0002929
710.306 | 0.001237
706.74 | 0.0011104
703.174 | 0.0017161
699.607 | 0.0013592
696.041 | 0.00017902
692.475 | -0.0012851
688.908 | -0.0012921
685.342 | 0.0010282
681.776 | 0.0020834
678.209 | 0.0010663
674.643 | 0.0031703
671.077 | 0.0039473
667.511 | 0.0045007
663.944 | 0.0054706
660.378 | 0.0058714
656.812 | 0.0052311
653.245 | 0.0088615
649.679 | 0.010585
646.113 | 0.011923
642.546 | 0.01324
638.98 | 0.015954
635.414 | 0.023875
631.847 | 0.044709
628.281 | 0.087842
624.715 | 0.13247
621.148 | 0.1322
617.582 | 0.08697
614.016 | 0.032685
610.449 | 0.014237
606.883 | 0.0084028
603.317 | 0.0050868
599.75 | 0.003394
596.184 | 0.0028453
592.618 | 0.0027197
589.051 | 0.002378
585.485 | 0.0022621
581.919 | 0.0025163
578.352 | 0.0015723
574.786 | 0.002343
571.22 | 0.0035933
567.653 | 0.0039216
564.087 | 0.0044103
560.521 | 0.003588
556.955 | 0.0037919
553.388 | 0.0057842
549.822 | 0.008141
546.256 | 0.009127
542.689 | 0.0080752
539.123 | 0.0078006
535.557 | 0.0069883
531.99 | 0.004929
528.424 | 0.0030532
524.858 | 0.0018648
521.291 | 0.0013588
517.725 | 0.0019766
514.159 | 0.003501
510.592 | 0.0039099
507.026 | 0.0045693
503.46 | 0.0049055
499.893 | 0.0044204
496.327 | 0.0040769
492.761 | 0.0025954
489.194 | 0.0027306
485.628 | 0.0036881
482.062 | 0.003718
478.495 | 0.0026056
474.929 | 0.0024972
471.363 | 0.0037577
467.796 | 0.0019837
464.23 | 0.0023484
460.664 | 0.0027243
457.097 | 0.0021632
453.531 | 0.0030962
449.965 | 0.0043094
446.399 | 0.006171
442.832 | 0.006169
439.266 | 0.0055
435.7 | 0.0059322
432.133 | 0.008284
428.567 | 0.008273
425.001 | 0.01201
421.434 | 0.01707
417.868 | 0.022374
414.302 | 0.026894
410.735 | 0.029332
407.169 | 0.027644
403.603 | 0.024611
400.036 | 0.020848
396.47 | 0.017205
392.904 | 0.014362
389.337 | 0.012503
385.771 | 0.011805
382.205 | 0.0088982
378.638 | 0.0063807
375.072 | 0.0045936
371.506 | 0.002797
367.939 | 0.0003255
364.373 | 0.001937
360.807 | 0.00070348
357.24 | -0.0003337
353.674 | 0.00015867
350.108 | 0.0016773
346.541 | 0.002918
342.975 | 0.0035293
339.409 | 0.0044818
335.843 | 0.0053381
332.276 | 0.0054791
328.71 | 0.0044252
325.144 | 0.0024728
321.577 | 0.0023203
318.011 | 0.0014996
314.445 | 0.00016819
310.878 | -0.00066408
307.312 | -0.0002885
303.746 | -1.1109e-05
300.179 | 0.00078261
296.613 | 0.0020134
293.047 | 0.0028691

## TPU
EasyMP™ Batch #XXXX [Polyurethane (thermoplastic) (TPU), Fragments, Clear, 10-100 µm]
[link to Google Drive]
Polymer specific gravity: 1.15 g/cm³ (1.15·10−6 µg/µm³) | [12 empty] | MicroplasticSolution.com | contact@microplasticsolution.com
24,955 ± 2,151 (9%) MPs [n/mg] ¦ 1000 mg (1.0 g) dry, neat (powder)
All values in number of microplastics (n)/mg
| SS #1 | SS #2 | SS #3 | SS #4 | Particle count (n/mg) |  |  | Particle size distribution |  |  | D10 (µm) | 13.406
Diameter (µm) | n/mg | n/mg | n/mg | n/mg | Mean (n/mg) | SD (n/mg) | RSD (%) | Mean diameter (µm) | PSD (%) | Cum. PSD (%) | D50 (µm) | 35.5735
10-20 | 2846.1538 | 3205.1282 | 4384.6154 | 5205.1282 | 3910.2564 | 939.5783 | 24.0286 | 15 | 15.6691 | 15.6691 | D90 (µm) | 94.3961
20-30 | 3769.2308 | 4794.8718 | 4589.7436 | 4102.5641 | 4314.1026 | 402.7253 | 9.3351 | 25 | 17.2874 | 32.9566
30-40 | 3871.7949 | 4102.5641 | 4461.5385 | 2717.9487 | 3788.4615 | 652.8084 | 17.2315 | 35 | 15.1811 | 48.1377 | Note: D90 signifies that the 90th percentile of particles is below 94 µm in diameter
40-50 | 3461.5385 | 3256.4103 | 2974.359 | 2128.2051 | 2955.1282 | 507.7878 | 17.1833 | 45 | 11.8418 | 59.9795
50-60 | 2333.3333 | 2641.0256 | 3256.4103 | 1897.4359 | 2532.0513 | 494.6708 | 19.5364 | 55 | 10.1464 | 70.1259
60-70 | 2128.2051 | 2205.1282 | 1461.5385 | 1076.9231 | 1717.9487 | 469.6579 | 27.3383 | 65 | 6.8842 | 77.01
70-80 | 1846.1538 | 1615.3846 | 1358.9744 | 666.6667 | 1371.7949 | 442.0754 | 32.2261 | 75 | 5.497 | 82.5071
80-90 | 1205.1282 | 1128.2051 | 1205.1282 | 897.4359 | 1108.9744 | 126.1046 | 11.3713 | 85 | 4.4439 | 86.9509
90-100 | 769.2308 | 1025.641 | 641.0256 | 692.3077 | 782.0513 | 147.8534 | 18.9058 | 95 | 3.1338 | 90.0848
100-110 | 923.0769 | 589.7436 | 794.8718 | 384.6154 | 673.0769 | 204.6268 | 30.4017 | 105 | 2.6971 | 92.7819
110-120 | 512.8205 | 589.7436 | 512.8205 | 487.1795 | 525.641 | 38.4615 | 7.3171 | 115 | 2.1063 | 94.8883
120-130 | 410.2564 | 487.1795 | 256.4103 | 487.1795 | 410.2564 | 94.2111 | 22.964 | 125 | 1.644 | 96.5322
130-140 | 384.6154 | 282.0513 | 358.9744 | 128.2051 | 288.4615 | 99.926 | 34.641 | 135 | 1.1559 | 97.6882
140-150 | 282.0513 | 230.7692 | 128.2051 | 230.7692 | 217.9487 | 55.8833 | 25.6406 | 145 | 0.87336 | 98.5615
150-160 | 230.7692 | 102.5641 | 230.7692 | 153.8462 | 179.4872 | 54.3928 | 30.3046 | 155 | 0.71924 | 99.2808
160-170 | 102.5641 | 179.4872 | 51.2821 | 51.2821 | 96.1538 | 52.4702 | 54.569 | 165 | 0.38531 | 99.6661
170-180 | 25.641 | 76.9231 | 76.9231 | 51.2821 | 57.6923 | 21.2604 | 36.8514 | 175 | 0.23118 | 99.8973
180-190 | 51.2821 | 0 | 25.641 | 25.641 | 25.641 | 18.1309 | 70.7107 | 185 | 0.10275 | 100
190-200 | 0 | 0 | 0 | 0 | 0 | 0 | #DIV/0! | 195 | 0 | 100
>200 | 0 | 0 | 0 | 0 | 0 | 0 | #DIV/0! | 200 | 0 | 100
Total | 25153.8462 | 26512.8205 | 26769.2308 | 21384.6154 | 24955.1282 | 2150.8966 | 8.6191
Polymer Raman signature
Raman shift (1/cm) | Counts (relative intensity)
3793.34 | -0.0014313
3789.818 | -0.0013683
3786.296 | 0.003856
3782.774 | 0.001229
3779.252 | 0.0028518
3775.729 | 0.00055978
3772.207 | 0.0008011
3768.685 | 0.0014162
3765.163 | -0.0026585
3761.641 | 0.0021799
3758.119 | 0.00090763
3754.597 | 6.5921e-05
3751.075 | 0.0004584
3747.552 | 0.00015508
3744.03 | -0.0015946
3740.508 | 0.0026095
3736.986 | -0.00068179
3733.464 | 0.0013439
3729.942 | 0.00013191
3726.42 | 0.0024521
3722.898 | 0.0014103
3719.375 | 0.0015339
3715.853 | 0.00070965
3712.331 | 0.0012591
3708.809 | 0.00066138
3705.287 | 0.0014483
3701.765 | -0.00079586
3698.243 | -0.0010318
3694.721 | 0.00057311
3691.198 | 0.0024074
3687.676 | 0.00022082
3684.154 | 0.00039581
3680.632 | 0.00035305
3677.11 | 0.0019798
3673.588 | 0.0004409
3670.066 | -0.0022055
3666.544 | 0.0037922
3663.021 | 0.0047977
3659.499 | 0.000555
3655.977 | 0.0023259
3652.455 | 0.0012367
3648.933 | 0.0069981
3645.411 | 0.0043743
3641.889 | 0.0056721
3638.367 | 0.003323
3634.845 | 0.002585
3631.322 | 0.0020439
3627.8 | 0.0065693
3624.278 | 0.0041221
3620.756 | 0.0013639
3617.234 | 0.0036735
3613.712 | 0.0040605
3610.19 | 0.0013536
3606.668 | 0.0011913
3603.145 | 0.0037405
3599.623 | 0.0042078
3596.101 | 0.0025384
3592.579 | 0.0049091
3589.057 | 0.00651
3585.535 | 0.0023569
3582.013 | 0.0035847
3578.491 | 0.0033331
3574.968 | 0.003544
3571.446 | 0.0036904
3567.924 | 0.0043757
3564.402 | 0.0068672
3560.88 | 0.0026846
3557.358 | 0.0028863
3553.836 | 0.0056711
3550.314 | 0.0061203
3546.791 | 0.0043796
3543.269 | 0.0032767
3539.747 | 0.0027758
3536.225 | 0.0035563
3532.703 | 0.0047939
3529.181 | 0.0057352
3525.659 | 0.00022176
3522.137 | 0.0038181
3518.614 | 0.0046797
3515.092 | 0.0028732
3511.57 | 0.0039725
3508.048 | 0.003913
3504.526 | 0.00062134
3501.004 | 0.00023641
3497.482 | 0.0033558
3493.96 | 0.00588
3490.437 | 0.0058688
3486.915 | 0.0040455
3483.393 | -0.00064928
3479.871 | 0.0022919
3476.349 | 0.0008439
3472.827 | 0.0019194
3469.305 | -0.00089359
3465.783 | 0.0044657
3462.261 | 0.0040481
3458.738 | 0.0033057
3455.216 | 0.004388
3451.694 | 0.0041698
3448.172 | 0.0062701
3444.65 | 0.0045207
3441.128 | 0.0086687
3437.606 | 0.0062979
3434.084 | 0.0063757
3430.561 | 0.0090207
3427.039 | 0.0057234
3423.517 | 0.012727
3419.995 | 0.010787
3416.473 | 0.013617
3412.951 | 0.010581
3409.429 | 0.011881
3405.907 | 0.013029
3402.384 | 0.013626
3398.862 | 0.01344
3395.34 | 0.014277
3391.818 | 0.013204
3388.296 | 0.015737
3384.774 | 0.01625
3381.252 | 0.014818
3377.73 | 0.013025
3374.207 | 0.012988
3370.685 | 0.018328
3367.163 | 0.020257
3363.641 | 0.021089
3360.119 | 0.025188
3356.597 | 0.029025
3353.075 | 0.024359
3349.553 | 0.029181
3346.03 | 0.033552
3342.508 | 0.036221
3338.986 | 0.039215
3335.464 | 0.035694
3331.942 | 0.040019
3328.42 | 0.037219
3324.898 | 0.036464
3321.376 | 0.034519
3317.854 | 0.036007
3314.331 | 0.034762
3310.809 | 0.03424
3307.287 | 0.035386
3303.765 | 0.029941
3300.243 | 0.025389
3296.721 | 0.026908
3293.199 | 0.016835
3289.677 | 0.019559
3286.154 | 0.018405
3282.632 | 0.016127
3279.11 | 0.013851
3275.588 | 0.014373
3272.066 | 0.010251
3268.544 | 0.011174
3265.022 | 0.0099646
3261.5 | 0.0089387
3257.977 | 0.0077267
3254.455 | 0.003892
3250.933 | 0.0078848
3247.411 | 0.011075
3243.889 | 0.0060209
3240.367 | 0.0089487
3236.845 | 0.016385
3233.323 | 0.020798
3229.8 | 0.022265
3226.278 | 0.021998
3222.756 | 0.017893
3219.234 | 0.01323
3215.712 | 0.012186
3212.19 | 0.0085282
3208.668 | 0.0090477
3205.146 | 0.0085287
3201.623 | 0.0078012
3198.101 | 0.0076273
3194.579 | 0.0012371
3191.057 | 0.0018927
3187.535 | 0.0056296
3184.013 | 0.0012525
3180.491 | 0.0031742
3176.969 | -0.00014319
3173.446 | 0.00076977
3169.924 | -0.0011192
3166.402 | -0.0019253
3162.88 | 0.0023842
3159.358 | 0.0055024
3155.836 | 0.0046518
3152.314 | 0.0054633
3148.792 | 0.0081312
3145.27 | 0.010713
3141.747 | 0.01577
3138.225 | 0.015494
3134.703 | 0.021284
3131.181 | 0.023206
3127.659 | 0.025305
3124.137 | 0.027379
3120.615 | 0.029509
3117.093 | 0.035417
3113.57 | 0.042023
3110.048 | 0.048918
3106.526 | 0.054182
3103.004 | 0.07173
3099.482 | 0.078523
3095.96 | 0.079743
3092.438 | 0.080124
3088.916 | 0.082763
3085.393 | 0.091368
3081.871 | 0.11027
3078.349 | 0.1262
3074.827 | 0.14772
3071.305 | 0.16968
3067.783 | 0.18266
3064.261 | 0.1872
3060.739 | 0.1709
3057.216 | 0.15884
3053.694 | 0.14868
3050.172 | 0.13658
3046.65 | 0.12468
3043.128 | 0.11614
3039.606 | 0.097395
3036.084 | 0.088841
3032.562 | 0.085629
3029.039 | 0.080842
3025.517 | 0.078062
3021.995 | 0.086627
3018.473 | 0.092383
3014.951 | 0.092697
3011.429 | 0.088343
3007.907 | 0.079547
3004.385 | 0.068375
3000.863 | 0.059863
2997.34 | 0.058767
2993.818 | 0.061553
2990.296 | 0.065568
2986.774 | 0.072909
2983.252 | 0.0872
2979.73 | 0.099061
2976.208 | 0.12346
2972.686 | 0.13547
2969.163 | 0.15326
2965.641 | 0.16833
2962.119 | 0.18133
2958.597 | 0.19384
2955.075 | 0.20102
2951.553 | 0.21355
2948.031 | 0.23339
2944.509 | 0.24106
2940.986 | 0.27811
2937.464 | 0.31058
2933.942 | 0.34329
2930.42 | 0.36684
2926.898 | 0.38097
2923.376 | 0.37674
2919.854 | 0.36819
2916.332 | 0.34138
2912.809 | 0.32469
2909.287 | 0.30523
2905.765 | 0.2903
2902.243 | 0.27056
2898.721 | 0.24494
2895.199 | 0.21932
2891.677 | 0.19041
2888.155 | 0.17962
2884.632 | 0.17253
2881.11 | 0.1766
2877.588 | 0.18771
2874.066 | 0.18555
2870.544 | 0.16971
2867.022 | 0.15167
2863.5 | 0.13896
2859.978 | 0.1342
2856.455 | 0.1278
2852.933 | 0.1092
2849.411 | 0.099503
2845.889 | 0.081243
2842.367 | 0.065444
2838.845 | 0.051285
2835.323 | 0.036517
2831.801 | 0.025389
2828.279 | 0.019863
2824.756 | 0.012357
2821.234 | 0.015989
2817.712 | 0.018632
2814.19 | 0.021375
2810.668 | 0.02661
2807.146 | 0.027674
2803.624 | 0.034022
2800.102 | 0.032611
2796.579 | 0.028375
2793.057 | 0.024117
2789.535 | 0.023891
2786.013 | 0.017078
2782.491 | 0.015705
2778.969 | 0.012882
2775.447 | 0.019288
2771.925 | 0.017247
2768.402 | 0.014359
2764.88 | 0.014753
2761.358 | 0.013504
2757.836 | 0.012283
2754.314 | 0.0094691
2750.792 | 0.010687
2747.27 | 0.010042
2743.748 | 0.01161
2740.225 | 0.012025
2736.703 | 0.008042
2733.181 | 0.0095381
2729.659 | 0.011276
2726.137 | 0.0095034
2722.615 | 0.011861
2719.093 | 0.010006
2715.571 | 0.0081343
2712.048 | 0.009375
2708.526 | 0.0063483
2705.004 | 0.0074252
2701.482 | 0.0038724
2697.96 | 0.0017885
2694.438 | 0.00059215
2690.916 | -0.0014336
2687.394 | 0.0029668
2683.872 | -0.0011401
2680.349 | 0.0025712
2676.827 | 0.0027666
2673.305 | -9.5249e-05
2669.783 | 0.002256
2666.261 | 6.2622e-05
2662.739 | 0.00014239
2659.217 | 0.00014818
2655.695 | -0.0014944
2652.172 | 0.0010852
2648.65 | 0.0039485
2645.128 | 0.0049907
2641.606 | 0.0024329
2638.084 | 0.0012078
2634.562 | 0.0031608
2631.04 | 0.004567
2627.518 | 0.0068574
2623.995 | 0.0063979
2620.473 | 0.0077512
2616.951 | 0.0095904
2613.429 | 0.0066986
2609.907 | 0.009008
2606.385 | 0.0076422
2602.863 | 0.010681
2599.341 | 0.010097
2595.818 | 0.011537
2592.296 | 0.011702
2588.774 | 0.011152
2585.252 | 0.009771
2581.73 | 0.013351
2578.208 | 0.01188
2574.686 | 0.011758
2571.164 | 0.016796
2567.641 | 0.01608
2564.119 | 0.01511
2560.597 | 0.015681
2557.075 | 0.012264
2553.553 | 0.0089459
2550.031 | 0.0072148
2546.509 | 0.010891
2542.987 | 0.0089722
2539.465 | 0.011233
2535.942 | 0.0069317
2532.42 | 0.013575
2528.898 | 0.010479
2525.376 | 0.0062979
2521.854 | 0.0043612
2518.332 | 0.0024442
2514.81 | 0.0022183
2511.288 | 0.0022397
2507.765 | 0.0042637
2504.243 | 0.0086349
2500.721 | 0.0067449
2497.199 | 0.0080994
2493.677 | 0.0085457
2490.155 | 0.0071601
2486.633 | 0.0090867
2483.111 | 0.010759
2479.588 | 0.005693
2476.066 | 0.0088659
2472.544 | 0.007179
2469.022 | 0.0014698
2465.5 | 0.0072442
2461.978 | 0.0061644
2458.456 | 0.0052259
2454.934 | 0.0043238
2451.411 | 0.009714
2447.889 | 0.0079779
2444.367 | 0.0046138
2440.845 | 0.0052722
2437.323 | 0.0088694
2433.801 | 0.0085808
2430.279 | 0.0059231
2426.757 | 0.0025757
2423.234 | 0.0035094
2419.712 | 0.0030463
2416.19 | 0.0067745
2412.668 | 0.0050703
2409.146 | 0.0032707
2405.624 | 0.0032665
2402.102 | -0.00047775
2398.58 | -0.00069192
2395.057 | 0.003262
2391.535 | 0.0075479
2388.013 | 0.0018694
2384.491 | -0.0012031
2380.969 | -0.00039434
2377.447 | 0.0016974
2373.925 | 0.00030053
2370.403 | 0.0028345
2366.881 | 0.0037093
2363.358 | 2.8265e-05
2359.836 | 0.0035745
2356.314 | 0.0027902
2352.792 | 0.0030872
2349.27 | 0.0022348
2345.748 | 0.0016998
2342.226 | -0.0012329
2338.704 | -0.00058056
2335.181 | -0.0012186
2331.659 | 0.0013071
2328.137 | 0.0018353
2324.615 | 0.0033634
2321.093 | 0.004375
2317.571 | 0.0050843
2314.049 | 0.0029053
2310.527 | 0.00061045
2307.004 | -0.00067172
2303.482 | 0.0022493
2299.96 | 0.0031191
2296.438 | 0.0061958
2292.916 | 0.00081222
2289.394 | 0.0045834
2285.872 | 0.0065336
2282.35 | 0.0062737
2278.827 | 0.0019085
2275.305 | 0.0031038
2271.783 | 0.0060833
2268.261 | 0.0044655
2264.739 | 0.0007749
2261.217 | 0.0063359
2257.695 | 0.0040539
2254.173 | 0.0048207
2250.65 | 0.0042673
2247.128 | 0.0027847
2243.606 | 0.0019318
2240.084 | 0.0057691
2236.562 | 0.0037183
2233.04 | 0.0060363
2229.518 | 0.0070367
2225.996 | 0.0061965
2222.474 | 0.0039942
2218.951 | 0.006414
2215.429 | 0.0048257
2211.907 | 0.00094459
2208.385 | 0.0072445
2204.863 | 0.0075639
2201.341 | 0.0063432
2197.819 | 0.0043251
2194.297 | 0.003916
2190.774 | 0.0039978
2187.252 | 0.0017526
2183.73 | 0.0053817
2180.208 | 0.0038638
2176.686 | 0.0049114
2173.164 | 0.0049881
2169.642 | 0.0031348
2166.12 | 0.0043754
2162.597 | 0.003729
2159.075 | 0.003501
2155.553 | 0.0029948
2152.031 | 0.0041903
2148.509 | 0.004787
2144.987 | 0.0024485
2141.465 | 0.0033881
2137.943 | 0.0031194
2134.42 | 0.0035058
2130.898 | 0.0043262
2127.376 | 0.0029945
2123.854 | 0.0053468
2120.332 | 0.0037772
2116.81 | 0.0025307
2113.288 | 0.0047273
2109.766 | 0.0045605
2106.243 | 0.0049083
2102.721 | 0.0046911
2099.199 | 0.0036158
2095.677 | 0.0041683
2092.155 | 0.0028579
2088.633 | 0.0025643
2085.111 | 0.0038495
2081.589 | 0.0037742
2078.066 | 0.0035314
2074.544 | 0.0058598
2071.022 | 0.0061919
2067.5 | 0.0038704
2063.978 | 0.002159
2060.456 | 0.0024178
2056.934 | 0.0033078
2053.412 | 0.0027999
2049.89 | 0.0042936
2046.367 | 0.0036656
2042.845 | 0.0044426
2039.323 | 0.0065584
2035.801 | 0.0055882
2032.279 | 0.0058836
2028.757 | 0.006863
2025.235 | 0.005472
2021.713 | 0.0020956
2018.19 | 0.00086749
2014.668 | 0.0001422
2011.146 | 0.0010128
2007.624 | 0.0040925
2004.102 | 0.0031495
2000.58 | 0.0024166
1997.058 | 0.0015845
1993.536 | 0.0024701
1990.013 | 0.0036749
1986.491 | 0.0065774
1982.969 | 0.0036277
1979.447 | 0.0062527
1975.925 | 0.0033533
1972.403 | 0.0044377
1968.881 | 0.0059194
1965.359 | 0.004059
1961.836 | 0.0023135
1958.314 | 0.0056602
1954.792 | 0.0041025
1951.27 | 0.0028246
1947.748 | -0.0003213
1944.226 | 0.0049988
1940.704 | -0.0023266
1937.182 | 0.0001198
1933.659 | 0.0040329
1930.137 | 0.00097719
1926.615 | 0.0067864
1923.093 | 0.0032907
1919.571 | 0.00097131
1916.049 | 0.0044409
1912.527 | 0.0060079
1909.005 | 0.0029296
1905.483 | 0.0034
1901.96 | 0.0042672
1898.438 | 0.0041959
1894.916 | 0.0036325
1891.394 | 0.0014318
1887.872 | 0.0071899
1884.35 | 0.0062728
1880.828 | 0.0076821
1877.306 | 0.0062243
1873.783 | 0.0024778
1870.261 | 0.0016252
1866.739 | 0.0035272
1863.217 | 0.0047618
1859.695 | 0.0046782
1856.173 | 0.0056894
1852.651 | 0.0053571
1849.129 | 0.0024857
1845.606 | 0.0022861
1842.084 | 0.0049994
1838.562 | 0.0062534
1835.04 | 0.0059268
1831.518 | 0.0048947
1827.996 | 0.00040724
1824.474 | 0.0052512
1820.952 | 0.0020148
1817.429 | 0.0016266
1813.907 | 0.0051476
1810.385 | 0.0080884
1806.863 | 0.0049165
1803.341 | 0.0089796
1799.819 | 0.0068035
1796.297 | 0.005056
1792.775 | 0.0011983
1789.252 | 0.0073596
1785.73 | 0.0069179
1782.208 | 0.0016801
1778.686 | 0.0054074
1775.164 | 0.0059221
1771.642 | 0.0043105
1768.12 | 0.004977
1764.598 | 0.0063096
1761.075 | 0.006668
1757.553 | 0.0063325
1754.031 | 0.0084291
1750.509 | 0.012614
1746.987 | 0.018044
1743.465 | 0.026248
1739.943 | 0.031364
1736.421 | 0.037249
1732.899 | 0.043177
1729.376 | 0.04944
1725.854 | 0.046553
1722.332 | 0.045142
1718.81 | 0.059356
1715.288 | 0.064826
1711.766 | 0.074564
1708.244 | 0.089342
1704.722 | 0.09455
1701.199 | 0.093872
1697.677 | 0.078578
1694.155 | 0.064605
1690.633 | 0.04958
1687.111 | 0.037972
1683.589 | 0.029763
1680.067 | 0.024474
1676.545 | 0.022641
1673.022 | 0.020406
1669.5 | 0.01802
1665.978 | 0.019183
1662.456 | 0.023028
1658.934 | 0.027174
1655.412 | 0.032329
1651.89 | 0.029903
1648.368 | 0.040058
1644.845 | 0.048413
1641.323 | 0.064661
1637.801 | 0.091564
1634.279 | 0.14983
1630.757 | 0.27618
1627.235 | 0.53135
1623.713 | 0.83707
1620.191 | 1
1616.668 | 0.91195
1613.146 | 0.66606
1609.624 | 0.42599
1606.102 | 0.26034
1602.58 | 0.15883
1599.058 | 0.10413
1595.536 | 0.075026
1592.014 | 0.048965
1588.492 | 0.036
1584.969 | 0.025276
1581.447 | 0.020633
1577.925 | 0.018781
1574.403 | 0.012135
1570.881 | 0.013255
1567.359 | 0.016062
1563.837 | 0.021134
1560.315 | 0.0345
1556.792 | 0.054098
1553.27 | 0.0741
1549.748 | 0.099272
1546.226 | 0.12702
1542.704 | 0.13017
1539.182 | 0.12427
1535.66 | 0.11631
1532.138 | 0.094499
1528.615 | 0.078263
1525.093 | 0.073507
1521.571 | 0.058734
1518.049 | 0.043494
1514.527 | 0.032005
1511.005 | 0.021065
1507.483 | 0.012405
1503.961 | 0.0071807
1500.438 | 0.0064146
1496.916 | 0.0091439
1493.394 | 0.010363
1489.872 | 0.014328
1486.35 | 0.01837
1482.828 | 0.029898
1479.306 | 0.033242
1475.784 | 0.033876
1472.261 | 0.02904
1468.739 | 0.027567
1465.217 | 0.03324
1461.695 | 0.042544
1458.173 | 0.050744
1454.651 | 0.053866
1451.129 | 0.055115
1447.607 | 0.06019
1444.084 | 0.06516
1440.562 | 0.070126
1437.04 | 0.063687
1433.518 | 0.042116
1429.996 | 0.025011
1426.474 | 0.01537
1422.952 | 0.016417
1419.43 | 0.016741
1415.908 | 0.015499
1412.385 | 0.0099391
1408.863 | 0.0051097
1405.341 | 0.0045347
1401.819 | 0.0022432
1398.297 | 0.0042671
1394.775 | 0.0066778
1391.253 | 0.00068103
1387.731 | -0.0020834
1384.208 | -0.0014101
1380.686 | 0.002545
1377.164 | 0.00051166
1373.642 | 0.00033997
1370.12 | 0.0051718
1366.598 | 0.0065436
1363.076 | 0.002588
1359.554 | 0.0033268
1356.031 | 0.0086386
1352.509 | 0.011851
1348.987 | 0.017103
1345.465 | 0.026164
1341.943 | 0.02715
1338.421 | 0.033672
1334.899 | 0.047038
1331.377 | 0.078682
1327.854 | 0.1212
1324.332 | 0.17302
1320.81 | 0.23249
1317.288 | 0.26396
1313.766 | 0.26323
1310.244 | 0.22711
1306.722 | 0.19209
1303.2 | 0.15077
1299.677 | 0.11888
1296.155 | 0.10273
1292.633 | 0.095973
1289.111 | 0.10182
1285.589 | 0.11863
1282.067 | 0.13225
1278.545 | 0.1369
1275.023 | 0.1338
1271.501 | 0.13423
1267.978 | 0.16612
1264.456 | 0.21952
1260.934 | 0.2756
1257.412 | 0.31572
1253.89 | 0.3239
1250.368 | 0.30173
1246.846 | 0.26403
1243.324 | 0.2185
1239.801 | 0.16328
1236.279 | 0.1363
1232.757 | 0.11203
1229.235 | 0.0923
1225.713 | 0.076365
1222.191 | 0.071394
1218.669 | 0.071988
1215.147 | 0.082676
1211.624 | 0.10188
1208.102 | 0.1124
1204.58 | 0.13962
1201.058 | 0.16849
1197.536 | 0.19461
1194.014 | 0.27195
1190.492 | 0.35208
1186.97 | 0.37412
1183.447 | 0.31557
1179.925 | 0.21171
1176.403 | 0.12126
1172.881 | 0.069723
1169.359 | 0.040631
1165.837 | 0.023931
1162.315 | 0.014689
1158.793 | 0.012002
1155.27 | 0.013251
1151.748 | 0.013409
1148.226 | 0.010455
1144.704 | 0.0082096
1141.182 | 0.010942
1137.66 | 0.01152
1134.138 | 0.017786
1130.616 | 0.023586
1127.094 | 0.032041
1123.571 | 0.036824
1120.049 | 0.035869
1116.527 | 0.030947
1113.005 | 0.024742
1109.483 | 0.018515
1105.961 | 0.011902
1102.439 | 0.010529
1098.917 | 0.011001
1095.394 | 0.0072709
1091.872 | 0.006315
1088.35 | 0.007767
1084.828 | 0.012133
1081.306 | 0.018097
1077.784 | 0.019774
1074.262 | 0.028391
1070.74 | 0.024397
1067.217 | 0.018505
1063.695 | 0.021037
1060.173 | 0.021903
1056.651 | 0.021658
1053.129 | 0.022836
1049.607 | 0.022162
1046.085 | 0.018133
1042.563 | 0.017457
1039.04 | 0.010547
1035.518 | 0.0016558
1031.996 | 0.0053344
1028.474 | 0.01282
1024.952 | 0.01827
1021.43 | 0.020067
1017.908 | 0.010725
1014.386 | 0.0031098
1010.863 | -3.1536e-05
1007.341 | 0.00060523
1003.819 | -0.0023324
1000.297 | -0.0015398
996.775 | 0.0033676
993.253 | 0.011407
989.731 | 0.028719
986.209 | 0.045885
982.686 | 0.06012
979.164 | 0.075151
975.642 | 0.082619
972.12 | 0.079071
968.598 | 0.069514
965.076 | 0.060396
961.554 | 0.052038
958.032 | 0.043558
954.51 | 0.039547
950.987 | 0.032963
947.465 | 0.026141
943.943 | 0.020172
940.421 | 0.016747
936.899 | 0.014767
933.377 | 0.0074518
929.855 | 0.0037399
926.333 | 0.0047346
922.81 | 0.013577
919.288 | 0.021474
915.766 | 0.02654
912.244 | 0.031544
908.722 | 0.038281
905.2 | 0.042553
901.678 | 0.036577
898.156 | 0.031722
894.633 | 0.027167
891.111 | 0.022481
887.589 | 0.026645
884.067 | 0.046952
880.545 | 0.077131
877.023 | 0.13193
873.501 | 0.20907
869.979 | 0.24979
866.456 | 0.24716
862.934 | 0.21172
859.412 | 0.16114
855.89 | 0.11478
852.368 | 0.096752
848.846 | 0.085
845.324 | 0.079077
841.802 | 0.072647
838.279 | 0.065843
834.757 | 0.063548
831.235 | 0.068434
827.713 | 0.068151
824.191 | 0.062278
820.669 | 0.063563
817.147 | 0.055466
813.625 | 0.049357
810.103 | 0.048373
806.58 | 0.0438
803.058 | 0.046763
799.536 | 0.060782
796.014 | 0.073098
792.492 | 0.097245
788.97 | 0.12231
785.448 | 0.13669
781.926 | 0.13747
778.403 | 0.12246
774.881 | 0.10243
771.359 | 0.078545
767.837 | 0.058911
764.315 | 0.045771
760.793 | 0.037978
757.271 | 0.033838
753.749 | 0.034794
750.226 | 0.031844
746.704 | 0.030658
743.182 | 0.030915
739.66 | 0.030745
736.138 | 0.030984
732.616 | 0.037094
729.094 | 0.047693
725.572 | 0.054505
722.049 | 0.060392
718.527 | 0.065752
715.005 | 0.065604
711.483 | 0.056019
707.961 | 0.046434
704.439 | 0.034162
700.917 | 0.027176
697.395 | 0.020782
693.872 | 0.018702
690.35 | 0.020024
686.828 | 0.016357
683.306 | 0.022382
679.784 | 0.020947
676.262 | 0.022835
672.74 | 0.023346
669.218 | 0.022785
665.695 | 0.02471
662.173 | 0.025182
658.651 | 0.023794
655.129 | 0.031022
651.607 | 0.048356
648.085 | 0.085844
644.563 | 0.13583
641.041 | 0.15482
637.519 | 0.11456
633.996 | 0.076195
630.474 | 0.045052
626.952 | 0.029172
623.43 | 0.028688
619.908 | 0.033203
616.386 | 0.030525
612.864 | 0.028271
609.342 | 0.026155
605.819 | 0.021239
602.297 | 0.015648
598.775 | 0.014542
595.253 | 0.013405
591.731 | 0.015885
588.209 | 0.016599
584.687 | 0.017551
581.165 | 0.017063
577.642 | 0.01301
574.12 | 0.015291
570.598 | 0.012243
567.076 | 0.010344
563.554 | 0.0069958
560.032 | 0.0061262
556.51 | 0.011934
552.988 | 0.010359
549.465 | 0.0083448
545.943 | 0.0083867
542.421 | 0.0069552
538.899 | 0.0060625
535.377 | 0.0098125
531.855 | 0.012748
528.333 | 0.015827
524.811 | 0.015979
521.288 | 0.016232
517.766 | 0.01844
514.244 | 0.021206
510.722 | 0.013708
507.2 | 0.0088785
503.678 | 0.0068285
500.156 | 0.0066947
496.634 | 0.0075518
493.112 | 0.0085759
489.589 | 0.0074189
486.067 | 0.0014308
482.545 | -0.00060647
479.023 | -0.0010833
475.501 | -0.0016243
471.979 | 0.0017682
468.457 | 0.0054445
464.935 | 0.0038605
461.412 | 0.0059658
457.89 | 0.008248
454.368 | 0.0056309
450.846 | 0.0049509
447.324 | 0.0039773
443.802 | 0.0024137
440.28 | 0.0044899
436.758 | 0.0080431
433.235 | 0.0073373
429.713 | 0.012062
426.191 | 0.019683
422.669 | 0.028049
419.147 | 0.033181
415.625 | 0.034437
412.103 | 0.037874
408.581 | 0.039169
405.058 | 0.0414
401.536 | 0.040009
398.014 | 0.03636
394.492 | 0.035147
390.97 | 0.038728
387.448 | 0.035378
383.926 | 0.027476
380.404 | 0.022273
376.881 | 0.022151
373.359 | 0.019133
369.837 | 0.018237
366.315 | 0.022388
362.793 | 0.028922
359.271 | 0.037961
355.749 | 0.050563
352.227 | 0.058101
348.704 | 0.064597
345.182 | 0.060019
341.66 | 0.051759
338.138 | 0.048217
334.616 | 0.046586
331.094 | 0.036676
327.572 | 0.028564
324.05 | 0.02563
320.528 | 0.026068
317.005 | 0.022488
313.483 | 0.022382
309.961 | 0.021451
306.439 | 0.019786
302.917 | 0.018263
299.395 | 0.017841
295.873 | 0.015304
292.351 | 0.012641
288.828 | 0.0096803
285.306 | 0.0082446
281.784 | 0.0092949
278.262 | 0.0067621
274.74 | 0.0073233
271.218 | 0.007
267.696 | 0.0076589
264.174 | 0.0097068
260.651 | 0.006724
257.129 | 0.0080996
253.607 | 0.0098083
250.085 | 0.013202
246.563 | 0.017178
243.041 | 0.015258
239.519 | 0.01929
235.997 | 0.021612
232.474 | 0.025023
228.952 | 0.029565
225.43 | 0.030966
221.908 | 0.030883
218.386 | 0.038499
214.864 | 0.044231
211.342 | 0.045407
207.82 | 0.047287
204.297 | 0.054432
200.775 | 0.059811
197.253 | 0.062575
193.731 | 0.064492
190.209 | 0.069898

## PA6
EasyMP™ Batch #XXXX [Polyamide 6 (PA6), Fragments, Clear, 10-100 µm]
[link to Google Drive]
Polymer specific gravity: 1.12 g/cm³ (1.12·10−6 µg/µm³) | [12 empty] | MicroplasticSolution.com | contact@microplasticsolution.com
27,073 ± 3,445 (13%) MPs [n/mg] ¦ 1000 mg (1.0 g) dry, neat (powder)
All values in number of microplastics (n)/mg
| SS #1 | SS #2 | SS #3 | SS #4 | Particle count (n/mg) |  |  | Particle size distribution |  |  | D10 (µm) | 13.1974
Diameter (µm) | n/mg | n/mg | n/mg | n/mg | Mean (n/mg) | SD (n/mg) | RSD (%) | Mean diameter (µm) | PSD (%) | Cum. PSD (%) | D50 (µm) | 34.0532
10-20 | 4268.2927 | 3317.0732 | 4268.2927 | 3878.0488 | 3932.9268 | 389.6241 | 9.9067 | 15 | 14.527 | 14.527 | D90 (µm) | 87.867
20-30 | 5926.8293 | 5146.3415 | 6170.7317 | 3902.439 | 5286.5854 | 884.1884 | 16.7251 | 25 | 19.527 | 34.0541
30-40 | 5341.4634 | 4195.122 | 5512.1951 | 3951.2195 | 4750 | 684.9654 | 14.4203 | 35 | 17.545 | 51.5991 | Note: D90 signifies that the 90th percentile of particles is below 88 µm in diameter
40-50 | 4317.0732 | 3048.7805 | 3609.7561 | 3024.3902 | 3500 | 526.6542 | 15.0473 | 45 | 12.9279 | 64.527
50-60 | 2951.2195 | 2219.5122 | 2829.2683 | 1951.2195 | 2487.8049 | 415.7088 | 16.7099 | 55 | 9.1892 | 73.7162
60-70 | 1780.4878 | 1682.9268 | 2219.5122 | 1268.2927 | 1737.8049 | 338.1261 | 19.4571 | 65 | 6.4189 | 80.1351
70-80 | 1512.1951 | 1219.5122 | 1634.1463 | 1146.3415 | 1378.0488 | 201.4965 | 14.6219 | 75 | 5.0901 | 85.2252
80-90 | 1219.5122 | 1195.122 | 1170.7317 | 853.6585 | 1109.7561 | 148.8604 | 13.4138 | 85 | 4.0991 | 89.3243
90-100 | 1024.3902 | 853.6585 | 829.2683 | 658.5366 | 841.4634 | 129.6359 | 15.406 | 95 | 3.1081 | 92.4324
100-110 | 804.878 | 536.5854 | 731.7073 | 585.3659 | 664.6341 | 108.221 | 16.2828 | 105 | 2.455 | 94.8874
110-120 | 463.4146 | 414.6341 | 390.2439 | 414.6341 | 420.7317 | 26.5787 | 6.3172 | 115 | 1.5541 | 96.4414
120-130 | 390.2439 | 463.4146 | 243.9024 | 390.2439 | 371.9512 | 79.736 | 21.4372 | 125 | 1.3739 | 97.8153
130-140 | 243.9024 | 243.9024 | 243.9024 | 317.0732 | 262.1951 | 31.6839 | 12.0841 | 135 | 0.96847 | 98.7838
140-150 | 219.5122 | 121.9512 | 121.9512 | 48.7805 | 128.0488 | 60.67 | 47.3804 | 145 | 0.47297 | 99.2568
150-160 | 170.7317 | 97.561 | 97.561 | 121.9512 | 121.9512 | 29.8718 | 24.4949 | 155 | 0.45045 | 99.7072
160-170 | 24.3902 | 48.7805 | 24.3902 | 48.7805 | 36.5854 | 12.1951 | 33.3333 | 165 | 0.13514 | 99.8423
170-180 | 48.7805 | 0 | 0 | 24.3902 | 18.2927 | 20.2233 | 110.5542 | 175 | 0.067568 | 99.9099
180-190 | 0 | 73.1707 | 24.3902 | 0 | 24.3902 | 29.8718 | 122.4745 | 185 | 0.09009 | 100
190-200 | 0 | 0 | 0 | 0 | 0 | 0 | #DIV/0! | 195 | 0 | 100
>200 | 0 | 0 | 0 | 0 | 0 | 0 | #DIV/0! | 200 | 0 | 100
Total | 30707.3171 | 24878.0488 | 30121.9512 | 22585.3659 | 27073.1707 | 3444.5985 | 12.7233
Polymer Raman signature
Raman shift (1/cm) | Counts (relative intensity)
190.209 | 0.050368
193.731 | 0.051139
197.253 | 0.049367
200.775 | 0.04724
204.297 | 0.046067
207.82 | 0.046243
211.342 | 0.044883
214.864 | 0.044657
218.386 | 0.043889
221.908 | 0.043113
225.43 | 0.044752
228.952 | 0.042786
232.474 | 0.039666
235.997 | 0.038077
239.519 | 0.037315
243.041 | 0.03447
246.563 | 0.034117
250.085 | 0.032942
253.607 | 0.031308
257.129 | 0.029393
260.651 | 0.027251
264.174 | 0.024438
267.696 | 0.022925
271.218 | 0.022147
274.74 | 0.021099
278.262 | 0.01933
281.784 | 0.020536
285.306 | 0.019905
288.828 | 0.020878
292.351 | 0.021269
295.873 | 0.019639
299.395 | 0.020197
302.917 | 0.021686
306.439 | 0.020302
309.961 | 0.018838
313.483 | 0.018586
317.005 | 0.017536
320.528 | 0.018618
324.05 | 0.018739
327.572 | 0.018141
331.094 | 0.017133
334.616 | 0.016126
338.138 | 0.016326
341.66 | 0.01534
345.182 | 0.015562
348.704 | 0.015333
352.227 | 0.013005
355.749 | 0.012047
359.271 | 0.01141
362.793 | 0.010788
366.315 | 0.011255
369.837 | 0.011955
373.359 | 0.0093923
376.881 | 0.0088404
380.404 | 0.0081122
383.926 | 0.0079154
387.448 | 0.0073843
390.97 | 0.0055667
394.492 | 0.0056995
398.014 | 0.0077515
401.536 | 0.007032
405.058 | 0.0044728
408.581 | 0.0027449
412.103 | 0.0052994
415.625 | 0.0049726
419.147 | 0.0056831
422.669 | 0.0067043
426.191 | 0.0071768
429.713 | 0.0066481
433.235 | 0.0065318
436.758 | 0.0074285
440.28 | 0.0079061
443.802 | 0.0067374
447.324 | 0.0046736
450.846 | 0.0043979
454.368 | 0.0041117
457.89 | 0.0043931
461.412 | 0.0045574
464.935 | 0.004797
468.457 | 0.0050304
471.979 | 0.00394
475.501 | 0.0052947
479.023 | 0.0034601
482.545 | 0.0030916
486.067 | 0.0036743
489.589 | 0.0024845
493.112 | 0.0015223
496.634 | 0.0032781
500.156 | 0.0053931
503.678 | 0.0059603
507.2 | 0.0053692
510.722 | 0.0057597
514.244 | 0.0073518
517.766 | 0.0068552
521.288 | 0.0065412
524.811 | 0.0075799
528.333 | 0.0086065
531.855 | 0.0064791
535.377 | 0.0066333
538.899 | 0.0062781
542.421 | 0.0052059
545.943 | 0.0037606
549.465 | 0.0018783
552.988 | -0.00091025
556.51 | -0.00074097
560.032 | -0.00076283
563.554 | 0.00090345
567.076 | 0.0014745
570.598 | 0.00085038
574.12 | 0.0035524
577.642 | 0.0060028
581.165 | 0.0084085
584.687 | 0.010487
588.209 | 0.012177
591.731 | 0.013538
595.253 | 0.014809
598.775 | 0.017373
602.297 | 0.018044
605.819 | 0.017646
609.342 | 0.017219
612.864 | 0.017613
616.386 | 0.018515
619.908 | 0.0144
623.43 | 0.014569
626.952 | 0.014522
630.474 | 0.014407
633.996 | 0.014425
637.519 | 0.014086
641.041 | 0.011908
644.563 | 0.010662
648.085 | 0.0089129
651.607 | 0.0065298
655.129 | 0.0051305
658.651 | 0.0051237
662.173 | 0.0027001
665.695 | 0.0017618
669.218 | 0.0014111
672.74 | 0.00026179
676.262 | 0.00022869
679.784 | 0.0013127
683.306 | 0.00065271
686.828 | 0.0016129
690.35 | 0.00024446
693.872 | -8.2399e-05
697.395 | 0.0010732
700.917 | 0.0019126
704.439 | 0.00089326
707.961 | 0.00054514
711.483 | 0.0024747
715.005 | 0.001972
718.527 | 0.0024857
722.049 | 0.0037722
725.572 | 0.0044479
729.094 | 0.0039528
732.616 | 0.0043815
736.138 | 0.005523
739.66 | 0.0065109
743.182 | 0.0068303
746.704 | 0.0062493
750.226 | 0.0052082
753.749 | 0.0050629
757.271 | 0.0073001
760.793 | 0.0054386
764.315 | 0.0058098
767.837 | 0.005638
771.359 | 0.0058913
774.881 | 0.0078332
778.403 | 0.0027808
781.926 | 0.0035966
785.448 | 0.0027817
788.97 | 0.0024579
792.492 | 0.0023932
796.014 | 0.0024983
799.536 | 0.0031572
803.058 | 0.0038493
806.58 | 0.0017927
810.103 | 0.0033697
813.625 | 0.0041799
817.147 | 0.0046105
820.669 | 0.005116
824.191 | 0.0059067
827.713 | 0.010642
831.235 | 0.015924
834.757 | 0.016225
838.279 | 0.018021
841.802 | 0.018977
845.324 | 0.018425
848.846 | 0.018769
852.368 | 0.020163
855.89 | 0.016896
859.412 | 0.01826
862.934 | 0.016292
866.456 | 0.01608
869.979 | 0.018827
873.501 | 0.02123
877.023 | 0.021779
880.545 | 0.025736
884.067 | 0.029057
887.589 | 0.029401
891.111 | 0.029435
894.633 | 0.030388
898.156 | 0.031431
901.678 | 0.031029
905.2 | 0.029955
908.722 | 0.030361
912.244 | 0.032318
915.766 | 0.036816
919.288 | 0.041911
922.81 | 0.046645
926.333 | 0.050831
929.855 | 0.052944
933.377 | 0.058124
936.899 | 0.059299
940.421 | 0.055649
943.943 | 0.047708
947.465 | 0.04046
950.987 | 0.036564
954.51 | 0.034089
958.032 | 0.032934
961.554 | 0.031069
965.076 | 0.030834
968.598 | 0.028638
972.12 | 0.027898
975.642 | 0.029133
979.164 | 0.030586
982.686 | 0.03031
986.209 | 0.024268
989.731 | 0.019956
993.253 | 0.015844
996.775 | 0.013072
1000.297 | 0.011221
1003.819 | 0.0091511
1007.341 | 0.0077798
1010.863 | 0.0085903
1014.386 | 0.0044347
1017.908 | 0.0050298
1021.43 | 0.0066179
1024.952 | 0.007253
1028.474 | 0.0076466
1031.996 | 0.0094744
1035.518 | 0.012187
1039.04 | 0.01351
1042.563 | 0.014762
1046.085 | 0.01932
1049.607 | 0.02153
1053.129 | 0.03075
1056.651 | 0.044309
1060.173 | 0.060617
1063.695 | 0.075825
1067.217 | 0.085449
1070.74 | 0.089597
1074.262 | 0.08935
1077.784 | 0.093091
1081.306 | 0.095233
1084.828 | 0.092783
1088.35 | 0.084104
1091.872 | 0.071932
1095.394 | 0.062054
1098.917 | 0.057517
1102.439 | 0.052741
1105.961 | 0.048218
1109.483 | 0.04732
1113.005 | 0.047508
1116.527 | 0.051622
1120.049 | 0.061142
1123.571 | 0.07455
1127.094 | 0.085231
1130.616 | 0.082363
1134.138 | 0.058697
1137.66 | 0.028495
1141.182 | 0.010039
1144.704 | 0.0028493
1148.226 | -0.00077063
1151.748 | -0.0015086
1155.27 | -0.00093046
1158.793 | 0.0001721
1162.315 | 0.0040736
1165.837 | 0.011238
1169.359 | 0.022158
1172.881 | 0.028125
1176.403 | 0.025672
1179.925 | 0.018382
1183.447 | 0.010882
1186.97 | 0.0042719
1190.492 | 0.0005234
1194.014 | 0.0019497
1197.536 | 0.0061671
1201.058 | 0.0098975
1204.58 | 0.016008
1208.102 | 0.019253
1211.624 | 0.019593
1215.147 | 0.014937
1218.669 | 0.011247
1222.191 | 0.010284
1225.713 | 0.010519
1229.235 | 0.012138
1232.757 | 0.016473
1236.279 | 0.027691
1239.801 | 0.035284
1243.324 | 0.036874
1246.846 | 0.036448
1250.368 | 0.035146
1253.89 | 0.036601
1257.412 | 0.040313
1260.934 | 0.044027
1264.456 | 0.04756
1267.978 | 0.051218
1271.501 | 0.054599
1275.023 | 0.062197
1278.545 | 0.074409
1282.067 | 0.086895
1285.589 | 0.097028
1289.111 | 0.096001
1292.633 | 0.091349
1296.155 | 0.092136
1299.677 | 0.10055
1303.2 | 0.11477
1306.722 | 0.12485
1310.244 | 0.12996
1313.766 | 0.11589
1317.288 | 0.090748
1320.81 | 0.068784
1324.332 | 0.053301
1327.854 | 0.042321
1331.377 | 0.034776
1334.899 | 0.029476
1338.421 | 0.025265
1341.943 | 0.022301
1345.465 | 0.020088
1348.987 | 0.020829
1352.509 | 0.021343
1356.031 | 0.023286
1359.554 | 0.029386
1363.076 | 0.031981
1366.598 | 0.03529
1370.12 | 0.042671
1373.642 | 0.04844
1377.164 | 0.050141
1380.686 | 0.051705
1384.208 | 0.050982
1387.731 | 0.049101
1391.253 | 0.043601
1394.775 | 0.031619
1398.297 | 0.02175
1401.819 | 0.012829
1405.341 | 0.010027
1408.863 | 0.010496
1412.385 | 0.014169
1415.908 | 0.021995
1419.43 | 0.033749
1422.952 | 0.048024
1426.474 | 0.063022
1429.996 | 0.082186
1433.518 | 0.11649
1437.04 | 0.16416
1440.562 | 0.2239
1444.084 | 0.25229
1447.607 | 0.24702
1451.129 | 0.21429
1454.651 | 0.16841
1458.173 | 0.12774
1461.695 | 0.10268
1465.217 | 0.091884
1468.739 | 0.087173
1472.261 | 0.08012
1475.784 | 0.069658
1479.306 | 0.06066
1482.828 | 0.051084
1486.35 | 0.040606
1489.872 | 0.024902
1493.394 | 0.016777
1496.916 | 0.012248
1500.438 | 0.0093986
1503.961 | 0.0066791
1507.483 | 0.0053281
1511.005 | 0.0048041
1514.527 | 0.0035256
1518.049 | 0.0034245
1521.571 | 0.0056277
1525.093 | 0.0067766
1528.615 | 0.0048938
1532.138 | 0.0062206
1535.66 | 0.0091017
1539.182 | 0.0090256
1542.704 | 0.0099741
1546.226 | 0.010267
1549.748 | 0.011982
1553.27 | 0.012069
1556.792 | 0.010517
1560.315 | 0.01014
1563.837 | 0.010187
1567.359 | 0.0090371
1570.881 | 0.008665
1574.403 | 0.0093446
1577.925 | 0.0082754
1581.447 | 0.007128
1584.969 | 0.0073582
1588.492 | 0.0071766
1592.014 | 0.0070508
1595.536 | 0.0079736
1599.058 | 0.009918
1602.58 | 0.011225
1606.102 | 0.014101
1609.624 | 0.018188
1613.146 | 0.02247
1616.668 | 0.028359
1620.191 | 0.036456
1623.713 | 0.048074
1627.235 | 0.065461
1630.757 | 0.089539
1634.279 | 0.12452
1637.801 | 0.16751
1641.323 | 0.18967
1644.845 | 0.17202
1648.368 | 0.13864
1651.89 | 0.10834
1655.412 | 0.088027
1658.934 | 0.073446
1662.456 | 0.063816
1665.978 | 0.053767
1669.5 | 0.043141
1673.022 | 0.034165
1676.545 | 0.025908
1680.067 | 0.019736
1683.589 | 0.014581
1687.111 | 0.01066
1690.633 | 0.0087584
1694.155 | 0.0070409
1697.677 | 0.006395
1701.199 | 0.0050168
1704.722 | 0.0036046
1708.244 | 0.0045119
1711.766 | 0.0050693
1715.288 | 0.0043157
1718.81 | 0.0029194
1722.332 | 0.0032381
1725.854 | 0.0024992
1729.376 | 0.0025883
1732.899 | 0.0021891
1736.421 | 0.0018386
1739.943 | 0.0023673
1743.465 | 0.0024935
1746.987 | 0.0017784
1750.509 | 0.0017462
1754.031 | 0.0020667
1757.553 | 0.00093213
1761.075 | 0.00080057
1764.598 | 0.0017775
1768.12 | 0.0022691
1771.642 | 0.0028919
1775.164 | 0.0018199
1778.686 | 0.0013167
1782.208 | 0.0015984
1785.73 | 8.9443e-05
1789.252 | 0.0023404
1792.775 | 0.0029166
1796.297 | 0.0010604
1799.819 | 0.0012667
1803.341 | 0.0010852
1806.863 | 0.0023623
1810.385 | 0.00061692
1813.907 | 0.0007171
1817.429 | 0.0023418
1820.952 | 0.00088597
1824.474 | 0.0011065
1827.996 | 0.0020618
1831.518 | 0.0012897
1835.04 | 0.0015009
1838.562 | 0.0013743
1842.084 | 0.0017578
1845.606 | 0.002094
1849.129 | 0.0014975
1852.651 | 0.0015677
1856.173 | 0.0013771
1859.695 | 0.00095016
1863.217 | 0.0017956
1866.739 | 0.0024364
1870.261 | 0.0020602
1873.783 | 0.0020812
1877.306 | 0.0021219
1880.828 | 0.0014032
1884.35 | 0.0011117
1887.872 | 0.0012445
1891.394 | 0.0027221
1894.916 | 0.0030713
1898.438 | 0.002249
1901.96 | 0.0021497
1905.483 | 0.0026135
1909.005 | 0.0028723
1912.527 | 0.0019335
1916.049 | 0.00036043
1919.571 | 0.0013974
1923.093 | 0.0013264
1926.615 | 0.0021452
1930.137 | 9.2128e-05
1933.659 | 0.0016317
1937.182 | 0.0018334
1940.704 | 0.0019219
1944.226 | 0.0022975
1947.748 | 0.0010479
1951.27 | 0.0018468
1954.792 | 0.0021783
1958.314 | 0.0020695
1961.836 | 0.0023207
1965.359 | 0.00076464
1968.881 | 0.0014699
1972.403 | 0.0019508
1975.925 | 0.0011508
1979.447 | 0.0012106
1982.969 | 0.0003325
1986.491 | 0.0015374
1990.013 | 0.0010203
1993.536 | 0.00049351
1997.058 | -0.00026268
2000.58 | 0.0011597
2004.102 | 0.0018049
2007.624 | 0.0011868
2011.146 | 0.0015293
2014.668 | 0.0024553
2018.19 | 0.0014042
2021.713 | 0.00049127
2025.235 | 0.0011237
2028.757 | 0.0013926
2032.279 | 0.0011651
2035.801 | 0.0010991
2039.323 | 0.00097919
2042.845 | 0.0006062
2046.367 | 0.00035196
2049.89 | 0.0013115
2053.412 | 0.00079995
2056.934 | 0.00026222
2060.456 | 0.00074479
2063.978 | 0.00047351
2067.5 | 0.00036012
2071.022 | 0.00024209
2074.544 | -0.00034312
2078.066 | -8.9881e-05
2081.589 | 0.00050914
2085.111 | 0.00052217
2088.633 | 0.00010957
2092.155 | -0.00013669
2095.677 | 0.00061456
2099.199 | 0.00093856
2102.721 | 0.0008603
2106.243 | 0.0011089
2109.766 | 0.0019579
2113.288 | 0.0018273
2116.81 | 0.0011737
2120.332 | 0.00053761
2123.854 | 0.00097503
2127.376 | 0.0013704
2130.898 | 0.0011837
2134.42 | 0.00069199
2137.943 | 0.00070278
2141.465 | 0.0016522
2144.987 | 0.0016909
2148.509 | 0.00075679
2152.031 | 0.0016666
2155.553 | 0.0023088
2159.075 | 0.0015594
2162.597 | 0.0015501
2166.12 | 0.0019854
2169.642 | 0.0022087
2173.164 | 0.0029451
2176.686 | 0.0030086
2180.208 | 0.0028089
2183.73 | 0.0029944
2187.252 | 0.0031529
2190.774 | 0.003803
2194.297 | 0.0042398
2197.819 | 0.0043851
2201.341 | 0.0055458
2204.863 | 0.0049256
2208.385 | 0.0031599
2211.907 | 0.0034792
2215.429 | 0.0027661
2218.951 | 0.00257
2222.474 | 0.002244
2225.996 | 0.0016708
2229.518 | 0.0012478
2233.04 | 0.0012267
2236.562 | 0.002189
2240.084 | 0.0002008
2243.606 | 0.0024518
2247.128 | 0.0017549
2250.65 | 0.0021397
2254.173 | 0.0013639
2257.695 | 0.0022877
2261.217 | 0.0016642
2264.739 | 0.0010791
2268.261 | 0.00050218
2271.783 | 0.001602
2275.305 | 0.0021199
2278.827 | 0.0017683
2282.35 | 0.0019133
2285.872 | 0.0013131
2289.394 | 0.0018886
2292.916 | -0.00093807
2296.438 | 0.0013065
2299.96 | 0.00073409
2303.482 | 0.00084267
2307.004 | 0.00021633
2310.527 | 0.0020542
2314.049 | 0.00080229
2317.571 | -0.00012145
2321.093 | 0.00030069
2324.615 | 0.00020588
2328.137 | 0.00075561
2331.659 | 0.00096929
2335.181 | 0.0021207
2338.704 | 0.0014627
2342.226 | 0.0014236
2345.748 | 0.0015687
2349.27 | 0.00067548
2352.792 | -0.0002892
2356.314 | 2.6338e-05
2359.836 | -0.00018096
2363.358 | -0.00025696
2366.881 | 0.0013694
2370.403 | 0.0025725
2373.925 | 0.0015759
2377.447 | -0.00022485
2380.969 | 0.0013748
2384.491 | 0.0011525
2388.013 | -0.00039182
2391.535 | 0.00028499
2395.057 | 0.0024537
2398.58 | 0.0016158
2402.102 | 0.0017243
2405.624 | 0.0036151
2409.146 | 0.0022661
2412.668 | 0.0013162
2416.19 | 0.0015639
2419.712 | 0.0019206
2423.234 | 0.0019488
2426.757 | 0.0023499
2430.279 | 0.0032024
2433.801 | 0.003564
2437.323 | 0.0042755
2440.845 | 0.003243
2444.367 | 0.0035937
2447.889 | 0.0034664
2451.411 | 0.0031333
2454.934 | 0.0016843
2458.456 | 0.0016657
2461.978 | 0.0024061
2465.5 | 0.00097335
2469.022 | 0.0018814
2472.544 | 0.0018427
2476.066 | 0.0017269
2479.588 | 0.0024811
2483.111 | 0.0017171
2486.633 | 0.0013145
2490.155 | 0.0018447
2493.677 | 0.0012501
2497.199 | 0.0016593
2500.721 | 0.0027145
2504.243 | 0.0023532
2507.765 | 0.0019657
2511.288 | 0.0019345
2514.81 | 0.0028783
2518.332 | 0.0021947
2521.854 | 0.0035429
2525.376 | 0.0032875
2528.898 | 0.0039172
2532.42 | 0.0044385
2535.942 | 0.0036837
2539.465 | 0.0045246
2542.987 | 0.0037142
2546.509 | 0.0055316
2550.031 | 0.0071101
2553.553 | 0.0060475
2557.075 | 0.0076514
2560.597 | 0.006448
2564.119 | 0.0061021
2567.641 | 0.0062041
2571.164 | 0.0059007
2574.686 | 0.0065734
2578.208 | 0.0077139
2581.73 | 0.0081815
2585.252 | 0.008539
2588.774 | 0.0093175
2592.296 | 0.0096871
2595.818 | 0.012256
2599.341 | 0.01235
2602.863 | 0.012502
2606.385 | 0.013717
2609.907 | 0.013526
2613.429 | 0.012753
2616.951 | 0.012878
2620.473 | 0.013469
2623.995 | 0.012996
2627.518 | 0.012382
2631.04 | 0.011286
2634.562 | 0.011018
2638.084 | 0.011668
2641.606 | 0.011471
2645.128 | 0.013944
2648.65 | 0.012987
2652.172 | 0.011849
2655.695 | 0.012493
2659.217 | 0.011924
2662.739 | 0.014124
2666.261 | 0.01316
2669.783 | 0.015512
2673.305 | 0.016853
2676.827 | 0.017076
2680.349 | 0.017602
2683.872 | 0.018714
2687.394 | 0.018848
2690.916 | 0.021398
2694.438 | 0.02316
2697.96 | 0.02555
2701.482 | 0.026733
2705.004 | 0.02855
2708.526 | 0.030829
2712.048 | 0.03081
2715.571 | 0.034365
2719.093 | 0.036409
2722.615 | 0.038091
2726.137 | 0.040519
2729.659 | 0.042417
2733.181 | 0.045866
2736.703 | 0.045616
2740.225 | 0.046644
2743.748 | 0.047795
2747.27 | 0.044923
2750.792 | 0.040678
2754.314 | 0.037979
2757.836 | 0.033305
2761.358 | 0.028006
2764.88 | 0.025562
2768.402 | 0.021974
2771.925 | 0.020073
2775.447 | 0.016241
2778.969 | 0.016561
2782.491 | 0.013091
2786.013 | 0.013028
2789.535 | 0.011321
2793.057 | 0.010563
2796.579 | 0.011578
2800.102 | 0.011633
2803.624 | 0.012265
2807.146 | 0.014688
2810.668 | 0.018029
2814.19 | 0.022826
2817.712 | 0.028887
2821.234 | 0.035744
2824.756 | 0.045566
2828.279 | 0.050472
2831.801 | 0.058569
2835.323 | 0.071967
2838.845 | 0.092856
2842.367 | 0.12537
2845.889 | 0.18715
2849.411 | 0.28575
2852.933 | 0.4226
2856.455 | 0.54691
2859.978 | 0.63221
2863.5 | 0.67214
2867.022 | 0.69254
2870.544 | 0.70342
2874.066 | 0.7205
2877.588 | 0.72223
2881.11 | 0.72373
2884.632 | 0.70617
2888.155 | 0.70481
2891.677 | 0.7234
2895.199 | 0.78275
2898.721 | 0.86445
2902.243 | 0.94389
2905.765 | 0.98959
2909.287 | 1
2912.809 | 0.98066
2916.332 | 0.95311
2919.854 | 0.93325
2923.376 | 0.92212
2926.898 | 0.93206
2930.42 | 0.95041
2933.942 | 0.94408
2937.464 | 0.91506
2940.986 | 0.85677
2944.509 | 0.77793
2948.031 | 0.68124
2951.553 | 0.59586
2955.075 | 0.50308
2958.597 | 0.43524
2962.119 | 0.37985
2965.641 | 0.33559
2969.163 | 0.29557
2972.686 | 0.25923
2976.208 | 0.22099
2979.73 | 0.18274
2983.252 | 0.15393
2986.774 | 0.12851
2990.296 | 0.10714
2993.818 | 0.089643
2997.34 | 0.076005
3000.863 | 0.064139
3004.385 | 0.057806
3007.907 | 0.051382
3011.429 | 0.044646
3014.951 | 0.039088
3018.473 | 0.036006
3021.995 | 0.032054
3025.517 | 0.029524
3029.039 | 0.024849
3032.562 | 0.025915
3036.084 | 0.024856
3039.606 | 0.022539
3043.128 | 0.02175
3046.65 | 0.019114
3050.172 | 0.02044
3053.694 | 0.020267
3057.216 | 0.019709
3060.739 | 0.021291
3064.261 | 0.019178
3067.783 | 0.020398
3071.305 | 0.020627
3074.827 | 0.020992
3078.349 | 0.021192
3081.871 | 0.021638
3085.393 | 0.02289
3088.916 | 0.020148
3092.438 | 0.018367
3095.96 | 0.021025
3099.482 | 0.017492
3103.004 | 0.016689
3106.526 | 0.014565
3110.048 | 0.011338
3113.57 | 0.011847
3117.093 | 0.0095285
3120.615 | 0.0071493
3124.137 | 0.005215
3127.659 | 0.0057543
3131.181 | 0.0033372
3134.703 | 0.001587
3138.225 | 0.0013689
3141.747 | 0.00078545
3145.27 | 4.3705e-05
3148.792 | -0.00011232
3152.314 | 0.0001981
3155.836 | 0.00061144
3159.358 | 6.9058e-05
3162.88 | -0.00077879
3166.402 | 0.00025816
3169.924 | 0.00064406
3173.446 | 0.0022367
3176.969 | 0.00096575
3180.491 | 0.0010824
3184.013 | 0.0027275
3187.535 | 0.0042132
3191.057 | 0.004298
3194.579 | 0.0054262
3198.101 | 0.0064028
3201.623 | 0.0079156
3205.146 | 0.0085509
3208.668 | 0.0092681
3212.19 | 0.0097338
3215.712 | 0.010301
3219.234 | 0.011683
3222.756 | 0.013199
3226.278 | 0.01312
3229.8 | 0.014219
3233.323 | 0.016671
3236.845 | 0.018198
3240.367 | 0.019719
3243.889 | 0.0215
3247.411 | 0.024814
3250.933 | 0.027344
3254.455 | 0.029592
3257.977 | 0.033278
3261.5 | 0.036667
3265.022 | 0.040925
3268.544 | 0.046911
3272.066 | 0.049516
3275.588 | 0.054824
3279.11 | 0.06006
3282.632 | 0.066533
3286.154 | 0.074084
3289.677 | 0.083199
3293.199 | 0.093262
3296.721 | 0.10131
3300.243 | 0.11237
3303.765 | 0.1207
3307.287 | 0.127
3310.809 | 0.12471
3314.331 | 0.11604
3317.854 | 0.10942
3321.376 | 0.098572
3324.898 | 0.089892
3328.42 | 0.080509
3331.942 | 0.071434
3335.464 | 0.065813
3338.986 | 0.058853
3342.508 | 0.052575
3346.03 | 0.047514
3349.553 | 0.04235
3353.075 | 0.036001
3356.597 | 0.036721
3360.119 | 0.031595
3363.641 | 0.029409
3367.163 | 0.027298
3370.685 | 0.025489
3374.207 | 0.025097
3377.73 | 0.022828
3381.252 | 0.023074
3384.774 | 0.022609
3388.296 | 0.020748
3391.818 | 0.019294
3395.34 | 0.019778
3398.862 | 0.019137
3402.384 | 0.01871
3405.907 | 0.018139
3409.429 | 0.016704
3412.951 | 0.016776
3416.473 | 0.018491
3419.995 | 0.017928
3423.517 | 0.0189
3427.039 | 0.016343
3430.561 | 0.016575
3434.084 | 0.016426
3437.606 | 0.017172
3441.128 | 0.015763
3444.65 | 0.014961
3448.172 | 0.016984
3451.694 | 0.015218
3455.216 | 0.015665
3458.738 | 0.015219
3462.261 | 0.014477
3465.783 | 0.014098
3469.305 | 0.014049
3472.827 | 0.012412
3476.349 | 0.013623
3479.871 | 0.012974
3483.393 | 0.01085
3486.915 | 0.012128
3490.437 | 0.011244
3493.96 | 0.010856
3497.482 | 0.011071
3501.004 | 0.010434
3504.526 | 0.011115
3508.048 | 0.010738
3511.57 | 0.011046
3515.092 | 0.010364
3518.614 | 0.0091458
3522.137 | 0.0082644
3525.659 | 0.0081021
3529.181 | 0.0087954
3532.703 | 0.0082288
3536.225 | 0.0095954
3539.747 | 0.0071763
3543.269 | 0.0067742
3546.791 | 0.005727
3550.314 | 0.0073348
3553.836 | 0.006473
3557.358 | 0.0064958
3560.88 | 0.0063843
3564.402 | 0.0056165
3567.924 | 0.0055151
3571.446 | 0.0060173
3574.968 | 0.005374
3578.491 | 0.0046815
3582.013 | 0.0046584
3585.535 | 0.005632
3589.057 | 0.0042638
3592.579 | 0.0036847
3596.101 | 0.0048358
3599.623 | 0.0046504
3603.145 | 0.0037472
3606.668 | 0.0041681
3610.19 | 0.0054848
3613.712 | 0.0054232
3617.234 | 0.0031994
3620.756 | 0.0056844
3624.278 | 0.0049147
3627.8 | 0.0043623
3631.322 | 0.0050422
3634.845 | 0.0041525
3638.367 | 0.0039169
3641.889 | 0.0041963
3645.411 | 0.0060433
3648.933 | 0.0048113
3652.455 | 0.0053568
3655.977 | 0.0045219
3659.499 | 0.0046248
3663.021 | 0.0054749
3666.544 | 0.0043572
3670.066 | 0.0050547
3673.588 | 0.0057675
3677.11 | 0.0057076
3680.632 | 0.0048446
3684.154 | 0.0044706
3687.676 | 0.0050768
3691.198 | 0.0031287
3694.721 | 0.0043368
3698.243 | 0.003844
3701.765 | 0.0037586
3705.287 | 0.0034469
3708.809 | 0.0029043
3712.331 | 0.0032726
3715.853 | 0.0017539
3719.375 | 0.0022076
3722.898 | 0.0028481
3726.42 | 0.0024544
3729.942 | 0.0027457
3733.464 | 0.0020666
3736.986 | 0.0029466
3740.508 | 0.0025669
3744.03 | 0.0019617
3747.552 | 0.0015872
3751.075 | 0.0029976
3754.597 | 0.0016911
3758.119 | 0.0016268
3761.641 | 0.0014997
3765.163 | 0.0030321
3768.685 | 0.001013
3772.207 | 0.00066732
3775.729 | 0.0010648
3779.252 | 0.0013851
3782.774 | -0.00096748
3786.296 | 0.00031089
3789.818 | 0.00064873
3793.34 | -0.00065124

## PMMA
EasyMP™ Batch #XXXX [Polymethyl methacrylate (PMMA), Fragments, Clear, 10-100 µm]
[link to Google Drive]
Polymer specific gravity: 1.19 g/cm³ (1.19·10−6 µg/µm³) | [12 empty] | MicroplasticSolution.com | contact@microplasticsolution.com
92,830 ± 1,716 (2%) MPs [n/mg] ¦ 1000 mg (1.0 g) dry, neat (powder)
All values in number of microplastics (n)/mg
| SS #1 | SS #2 | SS #3 | SS #4 | Particle count (n/mg) |  |  | Particle size distribution |  |  | D10 (µm) | 10
Diameter (µm) | n/mg | n/mg | n/mg | n/mg | Mean (n/mg) | SD (n/mg) | RSD (%) | Mean diameter (µm) | PSD (%) | Cum. PSD (%) | D50 (µm) | 15.224
10-20 | 44116.5049 | 43650.4854 | 43184.466 | 43087.3786 | 43509.7087 | 409.9284 | 0.94215 | 15 | 46.8703 | 46.8703 | D90 (µm) | 48.9477
20-30 | 20893.2039 | 20524.2718 | 22252.4272 | 22388.3495 | 21514.5631 | 817.7271 | 3.8008 | 25 | 23.1763 | 70.0465
30-40 | 11922.3301 | 10077.6699 | 10330.0971 | 10990.2913 | 10830.0971 | 713.2289 | 6.5856 | 35 | 11.6666 | 81.7131 | Note: D90 signifies that the 90th percentile of particles is below 49 µm in diameter
40-50 | 7145.6311 | 6194.1748 | 6912.6214 | 6582.5243 | 6708.7379 | 358.1722 | 5.3389 | 45 | 7.2269 | 88.94
50-60 | 4077.6699 | 3475.7282 | 3844.6602 | 4155.3398 | 3888.3495 | 264.24 | 6.7957 | 55 | 4.1887 | 93.1287
60-70 | 2213.5922 | 2019.4175 | 2058.2524 | 2330.0971 | 2155.3398 | 124.3325 | 5.7686 | 65 | 2.3218 | 95.4505
70-80 | 1533.9806 | 1359.2233 | 1592.233 | 1262.1359 | 1436.8932 | 132.4095 | 9.215 | 75 | 1.5479 | 96.9984
80-90 | 912.6214 | 932.0388 | 932.0388 | 1029.1262 | 951.4563 | 45.538 | 4.7861 | 85 | 1.0249 | 98.0233
90-100 | 582.5243 | 699.0291 | 504.8544 | 601.9417 | 597.0874 | 69.1641 | 11.5836 | 95 | 0.6432 | 98.6665
100-110 | 718.4466 | 543.6893 | 388.3495 | 233.0097 | 470.8738 | 180.2665 | 38.2834 | 105 | 0.50724 | 99.1738
110-120 | 310.6796 | 271.8447 | 330.0971 | 213.5922 | 281.5534 | 44.491 | 15.802 | 115 | 0.3033 | 99.4771
120-130 | 291.2621 | 174.7573 | 135.9223 | 194.1748 | 199.0291 | 57.2322 | 28.7557 | 125 | 0.2144 | 99.6915
130-140 | 135.9223 | 97.0874 | 19.4175 | 116.5049 | 92.233 | 44.2254 | 47.9497 | 135 | 0.099357 | 99.7908
140-150 | 77.6699 | 97.0874 | 38.835 | 38.835 | 63.1068 | 25.224 | 39.9704 | 145 | 0.067981 | 99.8588
150-160 | 38.835 | 58.2524 | 77.6699 | 77.6699 | 63.1068 | 16.1001 | 25.5125 | 155 | 0.067981 | 99.9268
160-170 | 38.835 | 77.6699 | 38.835 | 38.835 | 48.5437 | 16.816 | 34.641 | 165 | 0.052293 | 99.9791
170-180 | 38.835 | 19.4175 | 0 | 19.4175 | 19.4175 | 13.7302 | 70.7107 | 175 | 0.020917 | 100
180-190 | 0 | 0 | 0 | 0 | 0 | 0 | #DIV/0! | 185 | 0 | 100
190-200 | 0 | 0 | 0 | 0 | 0 | 0 | #DIV/0! | 195 | 0 | 100
>200 | 0 | 0 | 0 | 0 | 0 | 0 | #DIV/0! | 200 | 0 | 100
Total | 95048.5437 | 90271.8447 | 92640.7767 | 93359.2233 | 92830.0971 | 1716.2443 | 1.8488
Polymer Raman signature
Raman shift (1/cm) | Counts (relative intensity)
3506.303 | 0.0010601
3502.737 | 0.00016973
3499.171 | 0.00046508
3495.604 | 0.00086169
3492.038 | 0.00082056
3488.472 | 0.0015938
3484.905 | 0.00014914
3481.339 | 0.0016254
3477.773 | 0.00096478
3474.206 | 4.0807e-05
3470.64 | 0.00057858
3467.074 | 0.0010548
3463.507 | 0.001433
3459.941 | 2.7847e-05
3456.375 | 9.5108e-05
3452.808 | 0.00108
3449.242 | -0.0010939
3445.676 | -1.6479e-05
3442.109 | 0.00018157
3438.543 | 0.00057562
3434.977 | 0.00033716
3431.411 | 0.00054901
3427.844 | 0.00048917
3424.278 | 0.0017054
3420.712 | 0.0010753
3417.145 | 0.001397
3413.579 | 0.00082549
3410.013 | 0.0018114
3406.446 | 0.001875
3402.88 | 0.0010521
3399.314 | 0.0042072
3395.747 | 0.0027977
3392.181 | 0.0016332
3388.615 | 0.0021349
3385.048 | 0.0021317
3381.482 | 0.0020262
3377.916 | 0.0027811
3374.349 | 0.0027129
3370.783 | 0.0013969
3367.217 | 0.0020381
3363.65 | 0.001254
3360.084 | 0.0028995
3356.518 | 0.0032605
3352.951 | 0.0035507
3349.385 | 0.0021873
3345.819 | 0.0043238
3342.252 | 0.003802
3338.686 | 0.0040704
3335.12 | 0.0044628
3331.553 | 0.0035308
3327.987 | 0.0042063
3324.421 | 0.0039779
3320.855 | 0.0037829
3317.288 | 0.0038328
3313.722 | 0.0059178
3310.156 | 0.0047767
3306.589 | 0.0056668
3303.023 | 0.0042988
3299.457 | 0.0045023
3295.89 | 0.0047267
3292.324 | 0.0055368
3288.758 | 0.002122
3285.191 | 0.0030031
3281.625 | 0.0036018
3278.059 | 0.0046801
3274.492 | 0.0048157
3270.926 | 0.0047642
3267.36 | 0.0042806
3263.793 | 0.004019
3260.227 | 0.0042924
3256.661 | 0.0062465
3253.094 | 0.0050972
3249.528 | 0.0051156
3245.962 | 0.0048433
3242.395 | 0.0060962
3238.829 | 0.0071776
3235.263 | 0.0066838
3231.696 | 0.0057873
3228.13 | 0.0086123
3224.564 | 0.0071228
3220.997 | 0.0073715
3217.431 | 0.0080809
3213.865 | 0.0074624
3210.299 | 0.0058077
3206.732 | 0.0077514
3203.166 | 0.0072067
3199.6 | 0.0083567
3196.033 | 0.0079631
3192.467 | 0.0079865
3188.901 | 0.0075438
3185.334 | 0.0086825
3181.768 | 0.0093376
3178.202 | 0.0095393
3174.635 | 0.0083276
3171.069 | 0.0097508
3167.503 | 0.0079157
3163.936 | 0.0097172
3160.37 | 0.0089391
3156.804 | 0.0093734
3153.237 | 0.0099148
3149.671 | 0.01075
3146.105 | 0.0093179
3142.538 | 0.010511
3138.972 | 0.012289
3135.406 | 0.010291
3131.839 | 0.012015
3128.273 | 0.015479
3124.707 | 0.014456
3121.14 | 0.014175
3117.574 | 0.015968
3114.008 | 0.017027
3110.441 | 0.016563
3106.875 | 0.016208
3103.309 | 0.020426
3099.743 | 0.019933
3096.176 | 0.019667
3092.61 | 0.022618
3089.044 | 0.025026
3085.477 | 0.024724
3081.911 | 0.025986
3078.345 | 0.028671
3074.778 | 0.033017
3071.212 | 0.040116
3067.646 | 0.045705
3064.079 | 0.052839
3060.513 | 0.064488
3056.947 | 0.078463
3053.38 | 0.092783
3049.814 | 0.11351
3046.248 | 0.13042
3042.681 | 0.14972
3039.115 | 0.1742
3035.549 | 0.19733
3031.982 | 0.22115
3028.416 | 0.2375
3024.85 | 0.25708
3021.283 | 0.27359
3017.717 | 0.29364
3014.151 | 0.31598
3010.584 | 0.33849
3007.018 | 0.35213
3003.452 | 0.3575
2999.885 | 0.3402
2996.319 | 0.3236
2992.753 | 0.3072
2989.187 | 0.28983
2985.62 | 0.27991
2982.054 | 0.29208
2978.488 | 0.32629
2974.921 | 0.39477
2971.355 | 0.48515
2967.789 | 0.60454
2964.222 | 0.75661
2960.656 | 0.90036
2957.09 | 0.99958
2953.523 | 1
2949.957 | 0.89706
2946.391 | 0.79415
2942.824 | 0.71909
2939.258 | 0.67198
2935.692 | 0.62665
2932.125 | 0.57157
2928.559 | 0.503
2924.993 | 0.43913
2921.426 | 0.38673
2917.86 | 0.34858
2914.294 | 0.31551
2910.727 | 0.28135
2907.161 | 0.25241
2903.595 | 0.23018
2900.028 | 0.20758
2896.462 | 0.19218
2892.896 | 0.17426
2889.329 | 0.16141
2885.763 | 0.14095
2882.197 | 0.12
2878.631 | 0.10204
2875.064 | 0.085706
2871.498 | 0.076401
2867.932 | 0.070199
2864.365 | 0.072132
2860.799 | 0.080973
2857.233 | 0.10335
2853.666 | 0.12739
2850.1 | 0.14949
2846.534 | 0.15522
2842.967 | 0.14043
2839.401 | 0.11364
2835.835 | 0.075554
2832.268 | 0.053817
2828.702 | 0.036214
2825.136 | 0.026451
2821.569 | 0.018313
2818.003 | 0.01472
2814.437 | 0.010733
2810.87 | 0.0099836
2807.304 | 0.0070393
2803.738 | 0.0088719
2800.171 | 0.0075549
2796.605 | 0.006237
2793.039 | 0.0066766
2789.472 | 0.0069337
2785.906 | 0.0071119
2782.34 | 0.008732
2778.773 | 0.010898
2775.207 | 0.014626
2771.641 | 0.017782
2768.075 | 0.018393
2764.508 | 0.016619
2760.942 | 0.013912
2757.376 | 0.012985
2753.809 | 0.011882
2750.243 | 0.010303
2746.677 | 0.01119
2743.11 | 0.011877
2739.544 | 0.011364
2735.978 | 0.011909
2732.411 | 0.0088601
2728.845 | 0.0065843
2725.279 | 0.0047439
2721.712 | 0.0031318
2718.146 | 0.0021188
2714.58 | 0.0015679
2711.013 | 0.0017791
2707.447 | 0.0026321
2703.881 | 6.4722e-05
2700.314 | 0.00027224
2696.748 | 0.0025216
2693.182 | 0.0013252
2689.615 | 0.00020142
2686.049 | -0.00037706
2682.483 | 0.00038897
2678.916 | 0.00093175
2675.35 | 0.001682
2671.784 | 1.6371e-05
2668.217 | -0.00025832
2664.651 | -9.7917e-05
2661.085 | -0.00069249
2657.519 | 0.0012439
2653.952 | 0.00057696
2650.386 | 0.00062701
2646.82 | 0.0021542
2643.253 | 0.00087598
2639.687 | 0.0017873
2636.121 | 0.0018077
2632.554 | 0.0028686
2628.988 | 0.0037617
2625.422 | 0.0030528
2621.855 | 0.0026107
2618.289 | 0.003621
2614.723 | 0.0019235
2611.156 | 0.0049032
2607.59 | 0.0057414
2604.024 | 0.0059427
2600.457 | 0.0041924
2596.891 | 0.0059292
2593.325 | 0.0060663
2589.758 | 0.0055014
2586.192 | 0.0042022
2582.626 | 0.0031548
2579.059 | 0.0042775
2575.493 | 0.0026773
2571.927 | 0.0035002
2568.36 | 0.0019972
2564.794 | 0.0037148
2561.228 | 0.00029052
2557.661 | 0.001042
2554.095 | 0.0014698
2550.529 | 0.0021327
2546.963 | 0.0016685
2543.396 | 0.0028319
2539.83 | 0.0019946
2536.264 | 0.00099443
2532.697 | 0.00055458
2529.131 | -4.6011e-05
2525.565 | 0.0011019
2521.998 | 0.001076
2518.432 | 0.0016188
2514.866 | 0.00043564
2511.299 | -0.00019134
2507.733 | 0.00086664
2504.167 | -0.0011703
2500.6 | 5.3926e-05
2497.034 | 0.00061841
2493.468 | 0.00057127
2489.901 | -6.7924e-05
2486.335 | 0.00029708
2482.769 | 0.00030092
2479.202 | 0.0022675
2475.636 | 0.00073206
2472.07 | -0.00036135
2468.503 | 0.0021652
2464.937 | 0.0011785
2461.371 | -0.00023995
2457.804 | 0.0025491
2454.238 | 0.0017184
2450.672 | 0.0013064
2447.105 | 1.7878e-05
2443.539 | 0.0010542
2439.973 | 0.0035095
2436.407 | 0.0027015
2432.84 | 0.00091734
2429.274 | 0.001054
2425.708 | 0.0016529
2422.141 | 0.00092996
2418.575 | 0.0025091
2415.009 | 0.0009752
2411.442 | 0.002233
2407.876 | 0.0012442
2404.31 | 0.0037037
2400.743 | 0.0017718
2397.177 | 0.0036044
2393.611 | 0.00034592
2390.044 | 0.00046797
2386.478 | 0.00097177
2382.912 | 0.0011853
2379.345 | 0.0003188
2375.779 | 0.00062616
2372.213 | 0.0016224
2368.646 | 0.0023225
2365.08 | 0.0030338
2361.514 | 0.0030998
2357.947 | 0.0027952
2354.381 | 0.0020342
2350.815 | 0.0016762
2347.248 | 0.0023171
2343.682 | 0.0010281
2340.116 | 9.0466e-05
2336.549 | 0.00077863
2332.983 | 0.0044445
2329.417 | 0.0026775
2325.851 | 0.0022467
2322.284 | 0.00039771
2318.718 | 0.0026062
2315.152 | 0.0013598
2311.585 | 0.0034432
2308.019 | 0.0031389
2304.453 | 0.0042993
2300.886 | 0.0036119
2297.32 | 0.0026252
2293.754 | 0.0016555
2290.187 | 0.0026919
2286.621 | 0.0025949
2283.055 | 0.0021836
2279.488 | 0.0020232
2275.922 | 0.0035391
2272.356 | 0.0024193
2268.789 | 0.0023069
2265.223 | 0.0028264
2261.657 | 0.0020454
2258.09 | 0.0024945
2254.524 | 0.00097732
2250.958 | 0.0022573
2247.391 | 0.0025271
2243.825 | 0.00096673
2240.259 | 0.00015035
2236.692 | 0.00039937
2233.126 | 0.0016641
2229.56 | 0.0020194
2225.993 | 0.0017237
2222.427 | 0.002255
2218.861 | -0.00027433
2215.295 | 0.001427
2211.728 | -0.0010497
2208.162 | -0.00019394
2204.596 | 0.00068555
2201.029 | -0.00050568
2197.463 | 0.0012583
2193.897 | 0.0013411
2190.33 | 0.00048069
2186.764 | 0.0011319
2183.198 | 0.0017054
2179.631 | 0.0014714
2176.065 | 0.0019143
2172.499 | 0.0026765
2168.932 | 0.0028916
2165.366 | 0.0015111
2161.8 | 0.0016982
2158.233 | 0.0013103
2154.667 | 0.00080539
2151.101 | 0.0015981
2147.534 | 0.0015097
2143.968 | 0.0017414
2140.402 | 0.0014096
2136.835 | 0.00042575
2133.269 | 0.00069993
2129.703 | 0.00099404
2126.136 | 0.0017693
2122.57 | 0.0016657
2119.004 | 0.0023305
2115.437 | 0.00157
2111.871 | 0.00091258
2108.305 | 0.002206
2104.739 | 0.0021069
2101.172 | 0.0016786
2097.606 | 0.0016778
2094.04 | 0.0017276
2090.473 | 0.0012589
2086.907 | 0.0009243
2083.341 | 0.0017935
2079.774 | 0.0034103
2076.208 | 0.0024659
2072.642 | 0.0020719
2069.075 | 0.0025519
2065.509 | 0.0054306
2061.943 | 0.0033356
2058.376 | 0.002579
2054.81 | 0.0022817
2051.244 | 0.0021832
2047.677 | 0.0018819
2044.111 | 0.0019868
2040.545 | 0.001455
2036.978 | 0.002051
2033.412 | 0.0023568
2029.846 | 0.002628
2026.279 | 0.0022979
2022.713 | 0.002269
2019.147 | 0.00025249
2015.58 | 0.002085
2012.014 | 0.0010288
2008.448 | 0.0018047
2004.881 | 0.00096156
2001.315 | -0.00081914
1997.749 | 0.0028975
1994.183 | 0.00065808
1990.616 | 0.0016261
1987.05 | 0.0038183
1983.484 | 0.0036853
1979.917 | 0.0027551
1976.351 | 0.0021012
1972.785 | 1.2676e-06
1969.218 | 0.0015251
1965.652 | 0.00074324
1962.086 | -0.00030585
1958.519 | 0.0010973
1954.953 | 0.0011664
1951.387 | 0.0026559
1947.82 | 0.0033326
1944.254 | 0.0022037
1940.688 | 0.0021454
1937.121 | 0.0010183
1933.555 | 0.0021984
1929.989 | 0.0036841
1926.422 | 0.0025984
1922.856 | 0.0030681
1919.29 | 0.0015032
1915.723 | 0.0018783
1912.157 | 0.0018913
1908.591 | 0.0030663
1905.024 | 0.0013232
1901.458 | 0.0004866
1897.892 | 0.0017003
1894.325 | 0.0016153
1890.759 | 0.0021254
1887.193 | 0.0017925
1883.627 | 0.0022091
1880.06 | 0.0016842
1876.494 | 0.00064945
1872.928 | 0.00087421
1869.361 | 0.001789
1865.795 | 0.0029453
1862.229 | 0.0029883
1858.662 | 0.0024174
1855.096 | 0.0019325
1851.53 | 0.0020375
1847.963 | 0.0024524
1844.397 | 0.0010635
1840.831 | 0.0010546
1837.264 | 0.0028743
1833.698 | 0.0032404
1830.132 | 0.0036758
1826.565 | 0.0023212
1822.999 | 0.0023193
1819.433 | 0.0025675
1815.866 | 0.0020252
1812.3 | 0.0030862
1808.734 | 0.0035794
1805.167 | 0.0021466
1801.601 | 0.0026301
1798.035 | 0.0012584
1794.468 | 0.0042818
1790.902 | 0.0035128
1787.336 | 0.0036801
1783.769 | 0.005948
1780.203 | 0.0031631
1776.637 | 0.0051194
1773.071 | 0.0029966
1769.504 | 0.0058404
1765.938 | 0.0061737
1762.372 | 0.0088269
1758.805 | 0.012376
1755.239 | 0.023593
1751.673 | 0.036849
1748.106 | 0.052809
1744.54 | 0.072921
1740.974 | 0.091708
1737.407 | 0.10118
1733.841 | 0.11066
1730.275 | 0.11486
1726.708 | 0.11051
1723.142 | 0.090439
1719.576 | 0.064379
1716.009 | 0.043218
1712.443 | 0.027004
1708.877 | 0.01612
1705.31 | 0.0098773
1701.744 | 0.0083212
1698.178 | 0.0081569
1694.611 | 0.0059305
1691.045 | 0.0051621
1687.479 | 0.0040774
1683.912 | 0.0048517
1680.346 | 0.0036997
1676.78 | 0.004332
1673.213 | 0.0021872
1669.647 | 0.0031683
1666.081 | 0.001783
1662.515 | 0.0020317
1658.948 | 0.0036876
1655.382 | -0.00050783
1651.816 | 0.0024917
1648.249 | 0.0021943
1644.683 | 0.001977
1641.117 | 0.0022493
1637.55 | 0.0026387
1633.984 | 0.0030286
1630.418 | 0.0039126
1626.851 | 0.0029058
1623.285 | 0.0018696
1619.719 | 0.0032989
1616.152 | 0.0041191
1612.586 | 0.0040857
1609.02 | 0.0050303
1605.453 | 0.0050863
1601.887 | 0.0041274
1598.321 | 0.0030589
1594.754 | 0.0036911
1591.188 | 0.0047411
1587.622 | 0.0017531
1584.055 | 0.0048233
1580.489 | 0.0027563
1576.923 | 0.0027725
1573.356 | 0.0029359
1569.79 | 0.002995
1566.224 | 0.0057083
1562.657 | 0.0056246
1559.091 | 0.003795
1555.525 | 0.0032641
1551.959 | 0.0041712
1548.392 | 0.0046616
1544.826 | 0.0047941
1541.26 | 0.006569
1537.693 | 0.0084168
1534.127 | 0.0077171
1530.561 | 0.0050653
1526.994 | 0.0054029
1523.428 | 0.0056303
1519.862 | 0.0084826
1516.295 | 0.010084
1512.729 | 0.011653
1509.163 | 0.014055
1505.596 | 0.01481
1502.03 | 0.021681
1498.464 | 0.030199
1494.897 | 0.044041
1491.331 | 0.055566
1487.765 | 0.063014
1484.198 | 0.069695
1480.632 | 0.076372
1477.066 | 0.089565
1473.499 | 0.10733
1469.933 | 0.13093
1466.367 | 0.15936
1462.8 | 0.17749
1459.234 | 0.19216
1455.668 | 0.19896
1452.101 | 0.20064
1448.535 | 0.17962
1444.969 | 0.1494
1441.403 | 0.12209
1437.836 | 0.098335
1434.27 | 0.075651
1430.704 | 0.054672
1427.137 | 0.037285
1423.571 | 0.024384
1420.005 | 0.015785
1416.438 | 0.0096324
1412.872 | 0.0082429
1409.306 | 0.004511
1405.739 | 0.0047908
1402.173 | 0.0059157
1398.607 | 0.010408
1395.04 | 0.0129
1391.474 | 0.012728
1387.908 | 0.0094273
1384.341 | 0.0047908
1380.775 | 0.0026917
1377.209 | 0.0021154
1373.642 | 0.0012534
1370.076 | 0.0028327
1366.51 | 0.0025898
1362.943 | 0.00026271
1359.377 | 0.0010463
1355.811 | 0.0034476
1352.244 | 0.0020627
1348.678 | 0.0060295
1345.112 | 0.0066007
1341.545 | 0.008441
1337.979 | 0.0123
1334.413 | 0.015043
1330.847 | 0.016289
1327.28 | 0.01653
1323.714 | 0.014092
1320.148 | 0.010208
1316.581 | 0.0085095
1313.015 | 0.0026384
1309.449 | 0.0034321
1305.882 | 0.0018628
1302.316 | 0.00033572
1298.75 | -0.00079441
1295.183 | -0.00052197
1291.617 | 0.00057982
1288.051 | 0.00046651
1284.484 | 0.00072933
1280.918 | 0.0026945
1277.352 | 0.0021663
1273.785 | 0.0035416
1270.219 | 0.0061228
1266.653 | 0.0069045
1263.086 | 0.0097876
1259.52 | 0.014361
1255.954 | 0.018754
1252.387 | 0.025479
1248.821 | 0.030625
1245.255 | 0.031911
1241.688 | 0.032454
1238.122 | 0.032904
1234.556 | 0.028767
1230.989 | 0.0273
1227.423 | 0.025014
1223.857 | 0.021954
1220.291 | 0.021803
1216.724 | 0.025572
1213.158 | 0.032324
1209.592 | 0.038967
1206.025 | 0.045008
1202.459 | 0.050743
1198.893 | 0.055667
1195.326 | 0.059948
1191.76 | 0.061749
1188.194 | 0.070129
1184.627 | 0.068898
1181.061 | 0.060327
1177.495 | 0.056126
1173.928 | 0.053114
1170.362 | 0.050798
1166.796 | 0.05052
1163.229 | 0.05257
1159.663 | 0.054052
1156.097 | 0.049039
1152.53 | 0.044471
1148.964 | 0.040186
1145.398 | 0.038413
1141.831 | 0.03612
1138.265 | 0.038376
1134.699 | 0.044041
1131.132 | 0.050269
1127.566 | 0.056058
1124 | 0.059942
1120.433 | 0.057553
1116.867 | 0.049773
1113.301 | 0.04472
1109.735 | 0.034633
1106.168 | 0.030099
1102.602 | 0.026437
1099.036 | 0.019995
1095.469 | 0.014764
1091.903 | 0.012715
1088.337 | 0.01079
1084.77 | 0.010727
1081.204 | 0.008284
1077.638 | 0.0094813
1074.071 | 0.0129
1070.505 | 0.015001
1066.939 | 0.013645
1063.372 | 0.011224
1059.806 | 0.0084143
1056.24 | 0.0046006
1052.673 | 0.0016546
1049.107 | 0.00051253
1045.541 | 0.0010392
1041.974 | 0.0012205
1038.408 | 0.00038981
1034.842 | 0.00021042
1031.275 | -0.00086305
1027.709 | -0.00099189
1024.143 | 0.0013727
1020.576 | 0.0039266
1017.01 | 0.0075096
1013.444 | 0.017699
1009.877 | 0.037024
1006.311 | 0.065845
1002.745 | 0.099539
999.179 | 0.12803
995.612 | 0.14544
992.046 | 0.15211
988.48 | 0.15139
984.913 | 0.14687
981.347 | 0.14201
977.781 | 0.13683
974.214 | 0.14492
970.648 | 0.14702
967.082 | 0.13909
963.515 | 0.12393
959.949 | 0.10583
956.383 | 0.091044
952.816 | 0.079448
949.25 | 0.066944
945.684 | 0.060316
942.117 | 0.053616
938.551 | 0.04921
934.985 | 0.046463
931.418 | 0.043797
927.852 | 0.042607
924.286 | 0.045395
920.719 | 0.042784
917.153 | 0.045322
913.587 | 0.043694
910.02 | 0.041946
906.454 | 0.038359
902.888 | 0.033683
899.321 | 0.031077
895.755 | 0.026848
892.189 | 0.024104
888.623 | 0.023204
885.056 | 0.025436
881.49 | 0.029264
877.924 | 0.03088
874.357 | 0.029783
870.791 | 0.027782
867.225 | 0.024227
863.658 | 0.026597
860.092 | 0.029878
856.526 | 0.032066
852.959 | 0.035871
849.393 | 0.040159
845.827 | 0.043945
842.26 | 0.046187
838.694 | 0.041587
835.128 | 0.03712
831.561 | 0.043362
827.995 | 0.069234
824.429 | 0.13373
820.862 | 0.24459
817.296 | 0.36259
813.73 | 0.40259
810.163 | 0.30107
806.597 | 0.1865
803.031 | 0.11699
799.464 | 0.078466
795.898 | 0.057384
792.332 | 0.046382
788.765 | 0.0411
785.199 | 0.034846
781.633 | 0.030904
778.067 | 0.032089
774.5 | 0.028361
770.934 | 0.027892
767.368 | 0.027011
763.801 | 0.021343
760.235 | 0.015951
756.669 | 0.016604
753.102 | 0.011888
749.536 | 0.012318
745.97 | 0.015884
742.403 | 0.020193
738.837 | 0.023946
735.271 | 0.02477
731.704 | 0.014251
728.138 | 0.00829
724.572 | 0.0058216
721.005 | 0.0024179
717.439 | 0.00078204
713.873 | 0.00069618
710.306 | -0.000208
706.74 | 0.0010367
703.174 | -0.00026503
699.607 | -0.00062522
696.041 | 0.00016602
692.475 | 0.00046027
688.908 | 0.00023693
685.342 | 0.0011169
681.776 | 0.0039962
678.209 | 0.0019669
674.643 | 0.0030623
671.077 | 0.0047374
667.511 | 0.0069971
663.944 | 0.009607
660.378 | 0.011615
656.812 | 0.012656
653.245 | 0.014986
649.679 | 0.016368
646.113 | 0.018827
642.546 | 0.020264
638.98 | 0.020848
635.414 | 0.024246
631.847 | 0.030322
628.281 | 0.035681
624.715 | 0.041267
621.148 | 0.051232
617.582 | 0.067203
614.016 | 0.090567
610.449 | 0.12345
606.883 | 0.15313
603.317 | 0.1673
599.75 | 0.15854
596.184 | 0.13636
592.618 | 0.11048
589.051 | 0.086682
585.485 | 0.068206
581.919 | 0.05766
578.352 | 0.051261
574.786 | 0.047704
571.22 | 0.04555
567.653 | 0.045075
564.087 | 0.048206
560.521 | 0.045656
556.955 | 0.043403
553.388 | 0.034676
549.822 | 0.025665
546.256 | 0.020182
542.689 | 0.017384
539.123 | 0.017736
535.557 | 0.014964
531.99 | 0.014417
528.424 | 0.015323
524.858 | 0.016801
521.291 | 0.01844
517.725 | 0.020404
514.159 | 0.024514
510.592 | 0.027865
507.026 | 0.030745
503.46 | 0.034637
499.893 | 0.039981
496.327 | 0.044981
492.761 | 0.055851
489.194 | 0.065871
485.628 | 0.066789
482.062 | 0.060794
478.495 | 0.051417
474.929 | 0.039563
471.363 | 0.02935
467.796 | 0.02087
464.23 | 0.015606
460.664 | 0.011565
457.097 | 0.0069164
453.531 | 0.0017569
449.965 | 0.0014373
446.399 | 0.00054149
442.832 | -0.00060493
439.266 | -0.00052524
435.7 | 0.00099201
432.133 | 0.0021977
428.567 | 0.00098413
425.001 | 0.0017255
421.434 | 0.0032278
417.868 | 0.0051748
414.302 | 0.0077849
410.735 | 0.011593
407.169 | 0.015464
403.603 | 0.020095
400.036 | 0.025289
396.47 | 0.032085
392.904 | 0.039674
389.337 | 0.043657
385.771 | 0.048354
382.205 | 0.057628
378.638 | 0.069275
375.072 | 0.078395
371.506 | 0.081441
367.939 | 0.081059
364.373 | 0.079072
360.807 | 0.071696
357.24 | 0.060916
353.674 | 0.049123
350.108 | 0.038445
346.541 | 0.030059
342.975 | 0.025965
339.409 | 0.022518
335.843 | 0.020063
332.276 | 0.018785
328.71 | 0.017932
325.144 | 0.01563
321.577 | 0.019892
318.011 | 0.024106
314.445 | 0.029185
310.878 | 0.037326
307.312 | 0.046718
303.746 | 0.047531
300.179 | 0.046288
296.613 | 0.045361
293.047 | 0.043836
289.48 | 0.038637
285.914 | 0.031432
282.348 | 0.029238
278.781 | 0.028997
275.215 | 0.028333
271.649 | 0.025885
268.082 | 0.02242

## PC
EasyMP™ Batch #XXXX [Polycarbonate (PC), Fragments, Clear, 10-100 µm]
[link to Google Drive]
Polymer specific gravity: 1.21 g/cm³ (1.21·10−6 µg/µm³) | [12 empty] | MicroplasticSolution.com | contact@microplasticsolution.com
9,610 ± 662 (7%) MPs [n/mg] ¦ 1000 mg (1.0 g) dry, neat (powder)
All values in number of microplastics (n)/mg
| SS #1 | SS #2 | SS #3 | SS #4 | Particle count (n/mg) |  |  | Particle size distribution |  |  | D10 (µm) | 12.6335
Diameter (µm) | n/mg | n/mg | n/mg | n/mg | Mean (n/mg) | SD (n/mg) | RSD (%) | Mean diameter (µm) | PSD (%) | Cum. PSD (%) | D50 (µm) | 56.2332
10-20 | 1134.1463 | 1609.7561 | 1414.6341 | 1243.9024 | 1350.6098 | 179.9297 | 13.3221 | 15 | 14.0546 | 14.0546 | D90 (µm) | 125.5517
20-30 | 914.6341 | 1243.9024 | 914.6341 | 841.4634 | 978.6585 | 156.0249 | 15.9427 | 25 | 10.184 | 24.2386
30-40 | 853.6585 | 719.5122 | 707.3171 | 792.6829 | 768.2927 | 59.118 | 7.6947 | 35 | 7.9949 | 32.2335 | Note: D90 signifies that the 90th percentile of particles is below 126 µm in diameter
40-50 | 1000 | 768.2927 | 756.0976 | 792.6829 | 829.2683 | 99.4482 | 11.9923 | 45 | 8.6294 | 40.8629
50-60 | 1000 | 597.561 | 573.1707 | 865.8537 | 759.1463 | 180.3425 | 23.756 | 55 | 7.8997 | 48.7627
60-70 | 963.4146 | 426.8293 | 719.5122 | 756.0976 | 716.4634 | 191.3459 | 26.707 | 65 | 7.4556 | 56.2183
70-80 | 646.3415 | 500 | 609.7561 | 743.9024 | 625 | 87.2505 | 13.9601 | 75 | 6.5038 | 62.7221
80-90 | 829.2683 | 609.7561 | 634.1463 | 500 | 643.2927 | 118.6677 | 18.4469 | 85 | 6.6942 | 69.4162
90-100 | 585.3659 | 451.2195 | 536.5854 | 487.8049 | 515.2439 | 50.5583 | 9.8125 | 95 | 5.3617 | 74.7779
100-110 | 585.3659 | 451.2195 | 402.439 | 426.8293 | 466.4634 | 70.7816 | 15.1741 | 105 | 4.8541 | 79.632
110-120 | 402.439 | 414.6341 | 329.2683 | 426.8293 | 393.2927 | 37.957 | 9.6511 | 115 | 4.0926 | 83.7246
120-130 | 536.5854 | 268.2927 | 304.878 | 365.8537 | 368.9024 | 102.8935 | 27.8918 | 125 | 3.8388 | 87.5635
130-140 | 329.2683 | 378.0488 | 390.2439 | 378.0488 | 368.9024 | 23.4181 | 6.3481 | 135 | 3.8388 | 91.4023
140-150 | 243.9024 | 195.122 | 268.2927 | 353.6585 | 265.2439 | 57.4434 | 21.6568 | 145 | 2.7602 | 94.1624
150-160 | 268.2927 | 243.9024 | 158.5366 | 268.2927 | 234.7561 | 45.1178 | 19.219 | 155 | 2.4429 | 96.6053
160-170 | 170.7317 | 146.3415 | 134.1463 | 158.5366 | 152.439 | 13.6346 | 8.9443 | 165 | 1.5863 | 98.1916
170-180 | 109.7561 | 48.7805 | 97.561 | 48.7805 | 76.2195 | 27.7757 | 36.4417 | 175 | 0.79315 | 98.9848
180-190 | 73.1707 | 24.3902 | 36.5854 | 73.1707 | 51.8293 | 21.7726 | 42.0084 | 185 | 0.53934 | 99.5241
190-200 | 0 | 12.1951 | 36.5854 | 24.3902 | 18.2927 | 13.6346 | 74.5356 | 195 | 0.19036 | 99.7145
>200 | 60.9756 | 36.5854 | 12.1951 | 0 | 27.439 | 23.4181 | 85.3461 | 200 | 0.28553 | 100
Total | 10707.3171 | 9146.3415 | 9036.5854 | 9548.7805 | 9609.7561 | 661.7469 | 6.8862
Polymer Raman signature
Raman shift (1/cm) | Counts (relative intensity)
190.209 | 0.082784
193.731 | 0.079578
197.253 | 0.078467
200.775 | 0.077814
204.297 | 0.0767
207.82 | 0.074869
211.342 | 0.073357
214.864 | 0.06599
218.386 | 0.05954
221.908 | 0.055629
225.43 | 0.051186
228.952 | 0.044225
232.474 | 0.036562
235.997 | 0.030991
239.519 | 0.029195
243.041 | 0.031872
246.563 | 0.038126
250.085 | 0.040035
253.607 | 0.041474
257.129 | 0.042525
260.651 | 0.041395
264.174 | 0.03761
267.696 | 0.036053
271.218 | 0.034412
274.74 | 0.032979
278.262 | 0.031899
281.784 | 0.025151
285.306 | 0.021305
288.828 | 0.017131
292.351 | 0.012596
295.873 | 0.0081459
299.395 | 0.0037717
302.917 | 0.0031507
306.439 | 0.0018708
309.961 | 0.0019522
313.483 | 0.0037392
317.005 | 0.0041052
320.528 | 0.0084393
324.05 | 0.010213
327.572 | 0.011382
331.094 | 0.013537
334.616 | 0.017462
338.138 | 0.019612
341.66 | 0.016261
345.182 | 0.015798
348.704 | 0.01563
352.227 | 0.01158
355.749 | 0.0076243
359.271 | 0.0028165
362.793 | 0.0025963
366.315 | 0.0041269
369.837 | 0.0064938
373.359 | 0.012722
376.881 | 0.021277
380.404 | 0.030362
383.926 | 0.040818
387.448 | 0.052547
390.97 | 0.065299
394.492 | 0.081174
398.014 | 0.099242
401.536 | 0.11564
405.058 | 0.1236
408.581 | 0.12134
412.103 | 0.11552
415.625 | 0.1025
419.147 | 0.088607
422.669 | 0.075386
426.191 | 0.061938
429.713 | 0.046586
433.235 | 0.029915
436.758 | 0.016237
440.28 | 0.0067752
443.802 | 0.0026451
447.324 | 0.0018656
450.846 | -0.00045047
454.368 | -0.0021415
457.89 | -0.001577
461.412 | 0.0029573
464.935 | 0.0074706
468.457 | 0.010009
471.979 | 0.017464
475.501 | 0.017593
479.023 | 0.015236
482.545 | 0.014074
486.067 | 0.014676
489.589 | 0.016284
493.112 | 0.021037
496.634 | 0.021288
500.156 | 0.02083
503.678 | 0.022059
507.2 | 0.025188
510.722 | 0.028167
514.244 | 0.026458
517.766 | 0.019358
521.288 | 0.010779
524.811 | 0.0047637
528.333 | 0.0023176
531.855 | 0.000951
535.377 | 0.00097221
538.899 | -6.9087e-05
542.421 | 0.00053853
545.943 | 0.0019474
549.465 | 0.0036622
552.988 | 0.0067828
556.51 | 0.012163
560.032 | 0.017545
563.554 | 0.022254
567.076 | 0.027553
570.598 | 0.034874
574.12 | 0.045207
577.642 | 0.061834
581.165 | 0.06694
584.687 | 0.055422
588.209 | 0.034985
591.731 | 0.016922
595.253 | 0.0097796
598.775 | 0.0037475
602.297 | 0.0011965
605.819 | -6.4715e-05
609.342 | 0.00021392
612.864 | 0.0043122
616.386 | 0.01452
619.908 | 0.024732
623.43 | 0.02794
626.952 | 0.04031
630.474 | 0.08693
633.996 | 0.17494
637.519 | 0.28109
641.041 | 0.3314
644.563 | 0.24049
648.085 | 0.12241
651.607 | 0.046297
655.129 | 0.016172
658.651 | 0.0055323
662.173 | 0.0027143
665.695 | -0.00010445
669.218 | -0.0019198
672.74 | -0.001257
676.262 | 0.00082474
679.784 | 0.0024112
683.306 | 0.0024189
686.828 | 0.0045583
690.35 | 0.011134
693.872 | 0.020718
697.395 | 0.054127
700.917 | 0.12482
704.439 | 0.236
707.961 | 0.38491
711.483 | 0.39877
715.005 | 0.28709
718.527 | 0.18011
722.049 | 0.13103
725.572 | 0.13999
729.094 | 0.17977
732.616 | 0.23872
736.138 | 0.26454
739.66 | 0.25259
743.182 | 0.19561
746.704 | 0.12468
750.226 | 0.077569
753.749 | 0.059981
757.271 | 0.062008
760.793 | 0.07113
764.315 | 0.075084
767.837 | 0.075891
771.359 | 0.073119
774.881 | 0.065359
778.403 | 0.059213
781.926 | 0.050245
785.448 | 0.046577
788.97 | 0.045107
792.492 | 0.041096
796.014 | 0.032629
799.536 | 0.023093
803.058 | 0.021919
806.58 | 0.037152
810.103 | 0.068075
813.625 | 0.10067
817.147 | 0.12566
820.669 | 0.14067
824.191 | 0.14929
827.713 | 0.15703
831.235 | 0.17186
834.757 | 0.17649
838.279 | 0.15825
841.802 | 0.12411
845.324 | 0.089774
848.846 | 0.068006
852.368 | 0.057549
855.89 | 0.05454
859.412 | 0.053151
862.934 | 0.050804
866.456 | 0.048066
869.979 | 0.048781
873.501 | 0.063428
877.023 | 0.11009
880.545 | 0.19924
884.067 | 0.36123
887.589 | 0.55444
891.111 | 0.69469
894.633 | 0.68873
898.156 | 0.51359
901.678 | 0.26162
905.2 | 0.10851
908.722 | 0.056625
912.244 | 0.044188
915.766 | 0.056486
919.288 | 0.082669
922.81 | 0.11035
926.333 | 0.12022
929.855 | 0.090379
933.377 | 0.074569
936.899 | 0.08003
940.421 | 0.086262
943.943 | 0.076089
947.465 | 0.058606
950.987 | 0.042759
954.51 | 0.025586
958.032 | 0.014484
961.554 | 0.0098615
965.076 | 0.0088459
968.598 | 0.006507
972.12 | 0.0029135
975.642 | 0.0016816
979.164 | 0.0021414
982.686 | -0.00073737
986.209 | 0.00091117
989.731 | 0.0067383
993.253 | 0.015377
996.775 | 0.030323
1000.297 | 0.050238
1003.819 | 0.089406
1007.341 | 0.15504
1010.863 | 0.21698
1014.386 | 0.20094
1017.908 | 0.11662
1021.43 | 0.076521
1024.952 | 0.067662
1028.474 | 0.064746
1031.996 | 0.051592
1035.518 | 0.029406
1039.04 | 0.010592
1042.563 | 0.0021381
1046.085 | 0.00076305
1049.607 | 0.00018473
1053.129 | -0.0012162
1056.651 | -0.00061491
1060.173 | 0.00083933
1063.695 | 0.0016961
1067.217 | 0.0021193
1070.74 | 0.0029921
1074.262 | 0.0069852
1077.784 | 0.01635
1081.306 | 0.028998
1084.828 | 0.043421
1088.35 | 0.046919
1091.872 | 0.040465
1095.394 | 0.037444
1098.917 | 0.052912
1102.439 | 0.097223
1105.961 | 0.18071
1109.483 | 0.30503
1113.005 | 0.43664
1116.527 | 0.47802
1120.049 | 0.39433
1123.571 | 0.24811
1127.094 | 0.12708
1130.616 | 0.064854
1134.138 | 0.040387
1137.66 | 0.032405
1141.182 | 0.038447
1144.704 | 0.0504
1148.226 | 0.064169
1151.748 | 0.070932
1155.27 | 0.070775
1158.793 | 0.071256
1162.315 | 0.079619
1165.837 | 0.098624
1169.359 | 0.12
1172.881 | 0.14705
1176.403 | 0.20871
1179.925 | 0.29984
1183.447 | 0.34852
1186.97 | 0.30572
1190.492 | 0.20827
1194.014 | 0.13713
1197.536 | 0.11614
1201.058 | 0.10493
1204.58 | 0.095041
1208.102 | 0.088372
1211.624 | 0.095866
1215.147 | 0.12106
1218.669 | 0.167
1222.191 | 0.22501
1225.713 | 0.2871
1229.235 | 0.35269
1232.757 | 0.41473
1236.279 | 0.45938
1239.801 | 0.47953
1243.324 | 0.46522
1246.846 | 0.43245
1250.368 | 0.3834
1253.89 | 0.31139
1257.412 | 0.23652
1260.934 | 0.17442
1264.456 | 0.12193
1267.978 | 0.086612
1271.501 | 0.059721
1275.023 | 0.052152
1278.545 | 0.048975
1282.067 | 0.055199
1285.589 | 0.064742
1289.111 | 0.076378
1292.633 | 0.087746
1296.155 | 0.090789
1299.677 | 0.083302
1303.2 | 0.074897
1306.722 | 0.069364
1310.244 | 0.072336
1313.766 | 0.076513
1317.288 | 0.062297
1320.81 | 0.037913
1324.332 | 0.019637
1327.854 | 0.010272
1331.377 | 0.0070918
1334.899 | 0.0055224
1338.421 | 0.003641
1341.943 | 0.0032263
1345.465 | 0.0016855
1348.987 | -0.00050942
1352.509 | -0.00075553
1356.031 | -0.00043173
1359.554 | -4.7729e-05
1363.076 | 0.002598
1366.598 | 0.005113
1370.12 | 0.0053874
1373.642 | 0.0044439
1377.164 | 0.0041733
1380.686 | 0.0046857
1384.208 | 0.0068774
1387.731 | 0.01515
1391.253 | 0.014829
1394.775 | 0.012361
1398.297 | 0.0039154
1401.819 | 0.0038534
1405.341 | 0.0063344
1408.863 | 0.0098845
1412.385 | 0.013296
1415.908 | 0.013659
1419.43 | 0.0099426
1422.952 | 0.0047565
1426.474 | 0.001611
1429.996 | 0.0025888
1433.518 | 0.0056355
1437.04 | 0.0080218
1440.562 | 0.025366
1444.084 | 0.046958
1447.607 | 0.068565
1451.129 | 0.072763
1454.651 | 0.066305
1458.173 | 0.062808
1461.695 | 0.071874
1465.217 | 0.087688
1468.739 | 0.093806
1472.261 | 0.084036
1475.784 | 0.059768
1479.306 | 0.035947
1482.828 | 0.023154
1486.35 | 0.011735
1489.872 | 0.0080509
1493.394 | 0.0060269
1496.916 | 0.0050441
1500.438 | 0.0084638
1503.961 | 0.013416
1507.483 | 0.018123
1511.005 | 0.022193
1514.527 | 0.021008
1518.049 | 0.013273
1521.571 | 0.007454
1525.093 | 0.0020067
1528.615 | 0.00317
1532.138 | 0.0037144
1535.66 | 0.0040683
1539.182 | 0.0035288
1542.704 | 0.0051568
1546.226 | 0.0044861
1549.748 | 0.0031952
1553.27 | 0.0040267
1556.792 | 0.0056952
1560.315 | 0.006719
1563.837 | 0.0072351
1567.359 | 0.0090865
1570.881 | 0.013672
1574.403 | 0.019918
1577.925 | 0.030487
1581.447 | 0.048465
1584.969 | 0.075369
1588.492 | 0.13167
1592.014 | 0.20957
1595.536 | 0.29114
1599.058 | 0.38301
1602.58 | 0.47321
1606.102 | 0.54242
1609.624 | 0.52209
1613.146 | 0.4122
1616.668 | 0.27791
1620.191 | 0.17318
1623.713 | 0.11165
1627.235 | 0.081182
1630.757 | 0.063355
1634.279 | 0.049591
1637.801 | 0.03738
1641.323 | 0.031701
1644.845 | 0.026539
1648.368 | 0.021231
1651.89 | 0.018599
1655.412 | 0.01169
1658.934 | 0.0087497
1662.456 | 0.0071567
1665.978 | 0.0068582
1669.5 | 0.0043627
1673.022 | 0.0056207
1676.545 | 0.0054935
1680.067 | 0.0037209
1683.589 | 0.0025845
1687.111 | 0.0024072
1690.633 | 0.004401
1694.155 | 0.0054554
1697.677 | 0.0028261
1701.199 | 0.0018406
1704.722 | -0.00048177
1708.244 | 0.0012143
1711.766 | -0.00023427
1715.288 | -0.00022303
1718.81 | 0.00090918
1722.332 | 0.0026254
1725.854 | -0.00031925
1729.376 | 0.0032404
1732.899 | 0.0034764
1736.421 | 0.00264
1739.943 | 0.0020867
1743.465 | 0.0010139
1746.987 | 0.0030612
1750.509 | 0.0057083
1754.031 | 0.0071552
1757.553 | 0.0095208
1761.075 | 0.017029
1764.598 | 0.029605
1768.12 | 0.044626
1771.642 | 0.061409
1775.164 | 0.075293
1778.686 | 0.079595
1782.208 | 0.073249
1785.73 | 0.061614
1789.252 | 0.045812
1792.775 | 0.030938
1796.297 | 0.020513
1799.819 | 0.014213
1803.341 | 0.0093213
1806.863 | 0.0053199
1810.385 | 0.0051763
1813.907 | -0.00027043
1817.429 | -0.00078643
1820.952 | 0.00046004
1824.474 | 0.00028456
1827.996 | 0.00073291
1831.518 | -0.00070306
1835.04 | -0.00026733
1838.562 | 0.00061483
1842.084 | 0.0012123
1845.606 | 0.0019028
1849.129 | 0.0014163
1852.651 | 0.00082157
1856.173 | 0.00068227
1859.695 | 0.0015054
1863.217 | 0.0011019
1866.739 | -0.00027681
1870.261 | 0.00041384
1873.783 | 0.00081405
1877.306 | 0.00067798
1880.828 | 0.0015524
1884.35 | 0.0030703
1887.872 | 0.0023263
1891.394 | 0.00086038
1894.916 | 0.0027501
1898.438 | 0.0017344
1901.96 | 0.0010953
1905.483 | -6.4671e-05
1909.005 | 0.0010404
1912.527 | 0.0017058
1916.049 | 0.0016294
1919.571 | 0.0023861
1923.093 | 0.0014073
1926.615 | 0.0029602
1930.137 | 0.0037146
1933.659 | -0.000483
1937.182 | -0.00020402
1940.704 | 0.0014822
1944.226 | 0.0018322
1947.748 | -0.0006737
1951.27 | 0.0025787
1954.792 | 0.0028014
1958.314 | 0.00045475
1961.836 | 0.0008439
1965.359 | -0.00074469
1968.881 | 0.0020092
1972.403 | 0.0023617
1975.925 | 0.0022547
1979.447 | 0.0039254
1982.969 | 0.0022942
1986.491 | 0.0015563
1990.013 | 0.0018824
1993.536 | 0.0031679
1997.058 | 0.0033606
2000.58 | 0.0038919
2004.102 | 0.0037279
2007.624 | 0.0025607
2011.146 | 0.0034256
2014.668 | 0.0029512
2018.19 | 0.0029263
2021.713 | 0.0023939
2025.235 | 0.0016534
2028.757 | 0.0033532
2032.279 | 0.0032955
2035.801 | 0.0023871
2039.323 | 0.0024384
2042.845 | 0.0026337
2046.367 | 0.0014321
2049.89 | 0.0016906
2053.412 | 0.0035623
2056.934 | 0.0035084
2060.456 | 0.0023492
2063.978 | 0.0018097
2067.5 | 0.0021864
2071.022 | 0.0017088
2074.544 | 0.0009947
2078.066 | -0.00017634
2081.589 | -0.0010366
2085.111 | -4.7617e-05
2088.633 | 0.00064678
2092.155 | 0.00065505
2095.677 | 0.00048887
2099.199 | 0.00048252
2102.721 | 0.0007267
2106.243 | 0.00056061
2109.766 | 0.00019219
2113.288 | -0.00042025
2116.81 | -0.00021481
2120.332 | 0.00065735
2123.854 | 0.00048208
2127.376 | 0.0017656
2130.898 | 0.0024445
2134.42 | 0.0012751
2137.943 | 0.0011849
2141.465 | 0.001611
2144.987 | 0.0017333
2148.509 | 0.0017581
2152.031 | 0.0021194
2155.553 | 0.0014537
2159.075 | 0.00035173
2162.597 | 0.00068789
2166.12 | 1.1892e-05
2169.642 | 0.00071871
2173.164 | 0.0010835
2176.686 | 0.00073706
2180.208 | 0.00017664
2183.73 | 0.00099018
2187.252 | 0.0020304
2190.774 | 0.0024384
2194.297 | 0.00081647
2197.819 | 0.00050221
2201.341 | 9.8696e-05
2204.863 | -0.00066997
2208.385 | -0.00015253
2211.907 | 0.0014738
2215.429 | 0.0014266
2218.951 | 0.0042813
2222.474 | 0.0023681
2225.996 | -0.00045634
2229.518 | -0.00065025
2233.04 | 0.0022576
2236.562 | 0.0019423
2240.084 | 0.0014563
2243.606 | 0.0027346
2247.128 | 0.0011537
2250.65 | 0.0038776
2254.173 | 0.0050549
2257.695 | 0.0012055
2261.217 | 0.00070767
2264.739 | 0.0024163
2268.261 | 0.00011738
2271.783 | 0.0021588
2275.305 | -0.00083112
2278.827 | 0.0014696
2282.35 | 0.0032465
2285.872 | 0.0020802
2289.394 | 0.0014437
2292.916 | 0.0025142
2296.438 | 0.0021545
2299.96 | 0.0023852
2303.482 | 0.0024183
2307.004 | 0.0018094
2310.527 | 0.00083286
2314.049 | 0.0010087
2317.571 | 0.0016978
2321.093 | 0.0026609
2324.615 | 0.0037947
2328.137 | 0.0044447
2331.659 | 0.0050946
2335.181 | 0.006118
2338.704 | 0.0030446
2342.226 | 0.0016174
2345.748 | 0.0020757
2349.27 | 0.0020407
2352.792 | 0.0028929
2356.314 | 0.0033544
2359.836 | 0.0050658
2363.358 | 0.0053341
2366.881 | 0.0062311
2370.403 | 0.0081145
2373.925 | 0.0066452
2377.447 | 0.0066357
2380.969 | 0.0075428
2384.491 | 0.0061108
2388.013 | 0.0045049
2391.535 | 0.0062445
2395.057 | 0.0086099
2398.58 | 0.006767
2402.102 | 0.0058657
2405.624 | 0.006286
2409.146 | 0.0070633
2412.668 | 0.006953
2416.19 | 0.007407
2419.712 | 0.0088264
2423.234 | 0.0066572
2426.757 | 0.0068468
2430.279 | 0.0088678
2433.801 | 0.011334
2437.323 | 0.011221
2440.845 | 0.010553
2444.367 | 0.011501
2447.889 | 0.0097822
2451.411 | 0.010892
2454.934 | 0.012091
2458.456 | 0.009409
2461.978 | 0.0079975
2465.5 | 0.0093085
2469.022 | 0.0053035
2472.544 | 0.0063656
2476.066 | 0.004614
2479.588 | 0.0049648
2483.111 | 0.0016034
2486.633 | 0.003509
2490.155 | 0.0046483
2493.677 | 0.00349
2497.199 | 0.0036966
2500.721 | 0.0021754
2504.243 | 0.0026103
2507.765 | 0.0025066
2511.288 | 0.00093272
2514.81 | 0.0041056
2518.332 | 0.0068524
2521.854 | 0.0072011
2525.376 | 0.011463
2528.898 | 0.011474
2532.42 | 0.014358
2535.942 | 0.012093
2539.465 | 0.015715
2542.987 | 0.013817
2546.509 | 0.011327
2550.031 | 0.0093319
2553.553 | 0.0094072
2557.075 | 0.0099043
2560.597 | 0.011326
2564.119 | 0.01495
2567.641 | 0.017722
2571.164 | 0.021459
2574.686 | 0.023547
2578.208 | 0.028096
2581.73 | 0.02896
2585.252 | 0.027169
2588.774 | 0.028449
2592.296 | 0.021425
2595.818 | 0.021674
2599.341 | 0.017833
2602.863 | 0.018833
2606.385 | 0.012885
2609.907 | 0.009875
2613.429 | 0.0081323
2616.951 | 0.0067639
2620.473 | 0.0048052
2623.995 | 0.0047242
2627.518 | 0.0047793
2631.04 | 0.0070308
2634.562 | 0.00203
2638.084 | -0.0004332
2641.606 | 0.0035815
2645.128 | -0.00064954
2648.65 | -0.00066894
2652.172 | -0.0011925
2655.695 | 0.0010029
2659.217 | 0.001476
2662.739 | 0.0018424
2666.261 | 0.0019134
2669.783 | 0.0027847
2673.305 | 0.0045551
2676.827 | 0.0055686
2680.349 | 0.0032019
2683.872 | 0.0030423
2687.394 | 0.0068121
2690.916 | 0.0063574
2694.438 | 0.008006
2697.96 | 0.011263
2701.482 | 0.013678
2705.004 | 0.011147
2708.526 | 0.011246
2712.048 | 0.014725
2715.571 | 0.023077
2719.093 | 0.031774
2722.615 | 0.036208
2726.137 | 0.030488
2729.659 | 0.020085
2733.181 | 0.015894
2736.703 | 0.010521
2740.225 | 0.0085299
2743.748 | 0.0079944
2747.27 | 0.0092004
2750.792 | 0.0087363
2754.314 | 0.013189
2757.836 | 0.016864
2761.358 | 0.021412
2764.88 | 0.033575
2768.402 | 0.041027
2771.925 | 0.035357
2775.447 | 0.027608
2778.969 | 0.018255
2782.491 | 0.012069
2786.013 | 0.0075
2789.535 | 0.0068225
2793.057 | 0.0043501
2796.579 | 0.0048701
2800.102 | 0.0065793
2803.624 | 0.0068832
2807.146 | 0.0038126
2810.668 | 0.0045827
2814.19 | 0.0071117
2817.712 | 0.0048517
2821.234 | 0.0083584
2824.756 | 0.0069667
2828.279 | 0.00874
2831.801 | 0.009645
2835.323 | 0.0067157
2838.845 | 0.0088884
2842.367 | 0.0099235
2845.889 | 0.018751
2849.411 | 0.018666
2852.933 | 0.030458
2856.455 | 0.037747
2859.978 | 0.047145
2863.5 | 0.069883
2867.022 | 0.10967
2870.544 | 0.16601
2874.066 | 0.22535
2877.588 | 0.24693
2881.11 | 0.23205
2884.632 | 0.19296
2888.155 | 0.17104
2891.677 | 0.17148
2895.199 | 0.18208
2898.721 | 0.19702
2902.243 | 0.20391
2905.765 | 0.21851
2909.287 | 0.24814
2912.809 | 0.28335
2916.332 | 0.30942
2919.854 | 0.30521
2923.376 | 0.27515
2926.898 | 0.26161
2930.42 | 0.26194
2933.942 | 0.27368
2937.464 | 0.28357
2940.986 | 0.28788
2944.509 | 0.28886
2948.031 | 0.28164
2951.553 | 0.25676
2955.075 | 0.22539
2958.597 | 0.207
2962.119 | 0.20957
2965.641 | 0.24612
2969.163 | 0.29531
2972.686 | 0.33309
2976.208 | 0.35354
2979.73 | 0.34143
2983.252 | 0.30872
2986.774 | 0.26735
2990.296 | 0.23419
2993.818 | 0.2048
2997.34 | 0.17758
3000.863 | 0.16283
3004.385 | 0.14524
3007.907 | 0.13474
3011.429 | 0.10876
3014.951 | 0.088471
3018.473 | 0.073977
3021.995 | 0.065013
3025.517 | 0.052041
3029.039 | 0.047723
3032.562 | 0.053982
3036.084 | 0.060836
3039.606 | 0.087257
3043.128 | 0.11044
3046.65 | 0.14223
3050.172 | 0.18373
3053.694 | 0.24961
3057.216 | 0.35767
3060.739 | 0.48955
3064.261 | 0.61656
3067.783 | 0.74037
3071.305 | 0.86219
3074.827 | 0.96422
3078.349 | 1
3081.871 | 0.94371
3085.393 | 0.80154
3088.916 | 0.63704
3092.438 | 0.47331
3095.96 | 0.3403
3099.482 | 0.2445
3103.004 | 0.17695
3106.526 | 0.13343
3110.048 | 0.10942
3113.57 | 0.090074
3117.093 | 0.073741
3120.615 | 0.057514
3124.137 | 0.041434
3127.659 | 0.035671
3131.181 | 0.028594
3134.703 | 0.017233
3138.225 | 0.012758
3141.747 | 0.0016172
3145.27 | 0.0021511
3148.792 | -0.0012738
3152.314 | 0.0017737
3155.836 | 0.0025862
3159.358 | -0.00041444
3162.88 | -0.0028182
3166.402 | 0.0083124
3169.924 | 0.011758
3173.446 | 0.023125
3176.969 | 0.027275
3180.491 | 0.035225
3184.013 | 0.046367
3187.535 | 0.043943
3191.057 | 0.043569
3194.579 | 0.049732
3198.101 | 0.051428
3201.623 | 0.05783
3205.146 | 0.061637
3208.668 | 0.065492
3212.19 | 0.067111
3215.712 | 0.064097
3219.234 | 0.059056
3222.756 | 0.052181
3226.278 | 0.045329
3229.8 | 0.045434
3233.323 | 0.04392
3236.845 | 0.03437
3240.367 | 0.034509
3243.889 | 0.035508
3247.411 | 0.028481
3250.933 | 0.033789
3254.455 | 0.033803
3257.977 | 0.029379
3261.5 | 0.031973
3265.022 | 0.030307
3268.544 | 0.032693
3272.066 | 0.031488
3275.588 | 0.034215
3279.11 | 0.034827
3282.632 | 0.032396
3286.154 | 0.035894
3289.677 | 0.035652
3293.199 | 0.037826
3296.721 | 0.037001
3300.243 | 0.035585
3303.765 | 0.039923
3307.287 | 0.041175
3310.809 | 0.041683
3314.331 | 0.048936
3317.854 | 0.039983
3321.376 | 0.040828
3324.898 | 0.04036
3328.42 | 0.040098
3331.942 | 0.040603
3335.464 | 0.037495
3338.986 | 0.039018
3342.508 | 0.039882
3346.03 | 0.036858
3349.553 | 0.030624
3353.075 | 0.032853
3356.597 | 0.026187
3360.119 | 0.022599
3363.641 | 0.023037
3367.163 | 0.02321
3370.685 | 0.026808
3374.207 | 0.021352
3377.73 | 0.023231
3381.252 | 0.017114
3384.774 | 0.017009
3388.296 | 0.02099
3391.818 | 0.018054
3395.34 | 0.020794
3398.862 | 0.017554
3402.384 | 0.018812
3405.907 | 0.022262
3409.429 | 0.019884
3412.951 | 0.012582
3416.473 | 0.010219
3419.995 | 0.012617
3423.517 | 0.014384
3427.039 | 0.013225
3430.561 | 0.0021558
3434.084 | 0.0076273
3437.606 | 0.0076944
3441.128 | 0.0018705
3444.65 | -0.0011805
3448.172 | -0.0016074
3451.694 | 0.0014278
3455.216 | -0.0006656
3458.738 | 0.0085239
3462.261 | 0.006661
3465.783 | 0.0057652
3469.305 | 0.0054891
3472.827 | 0.0095364
3476.349 | 0.0057965
3479.871 | 0.0060507
3483.393 | 0.0068786
3486.915 | 0.010717
3490.437 | 0.012934
3493.96 | 0.013159
3497.482 | 0.012738
3501.004 | 0.023439
3504.526 | 0.016627
3508.048 | 0.011749
3511.57 | 0.014487
3515.092 | 0.015032
3518.614 | 0.014892
3522.137 | 0.016212
3525.659 | 0.011743
3529.181 | 0.012441
3532.703 | 0.014369
3536.225 | 0.015567
3539.747 | 0.016426
3543.269 | 0.011735
3546.791 | 0.0134
3550.314 | 0.013172
3553.836 | 0.0065812
3557.358 | 0.017797
3560.88 | 0.012936
3564.402 | 0.015135
3567.924 | 0.017584
3571.446 | 0.024989
3574.968 | 0.021309
3578.491 | 0.017751
3582.013 | 0.011414
3585.535 | 0.018557
3589.057 | 0.017587
3592.579 | 0.022123
3596.101 | 0.023214
3599.623 | 0.016311
3603.145 | 0.018067
3606.668 | 0.019988
3610.19 | 0.022445
3613.712 | 0.025849
3617.234 | 0.019501
3620.756 | 0.016555
3624.278 | 0.020488
3627.8 | 0.023659
3631.322 | 0.01869
3634.845 | 0.02016
3638.367 | 0.021628
3641.889 | 0.018702
3645.411 | 0.024918
3648.933 | 0.016718
3652.455 | 0.022464
3655.977 | 0.025728
3659.499 | 0.020926
3663.021 | 0.022292
3666.544 | 0.02696
3670.066 | 0.018158
3673.588 | 0.019953
3677.11 | 0.014961
3680.632 | 0.02138
3684.154 | 0.01948
3687.676 | 0.017416
3691.198 | 0.011127
3694.721 | 0.0099615
3698.243 | 0.0077346
3701.765 | 0.013668
3705.287 | 0.012778
3708.809 | 0.014623
3712.331 | 0.010888
3715.853 | 0.011074
3719.375 | 0.010918
3722.898 | 0.0079044
3726.42 | 0.0068096
3729.942 | 0.0061395
3733.464 | 0.0070084
3736.986 | 0.014551
3740.508 | 0.0013299
3744.03 | 0.0015338
3747.552 | 0.00072414
3751.075 | 0.010475
3754.597 | 0.00073984
3758.119 | 0.0072722
3761.641 | 0.00427
3765.163 | 0.0078813
3768.685 | 0.00090376
3772.207 | 0.0038458
3775.729 | -0.0010139
3779.252 | 0.0041904
3782.774 | -0.0023537
3786.296 | -0.0031093
3789.818 | 0.002263
3793.34 | 0.0056162

## PTFE
EasyMP™ Batch #XXXX [Polytetrafluoroethylene (PTFE), Fragments, Clear, 10-100 µm]
[link to Google Drive]
Polymer specific gravity: 2.20 g/cm³ (2.20·10−6 µg/µm³) | [12 empty] | MicroplasticSolution.com | contact@microplasticsolution.com
7,821 ± 1,073 (14%) MPs [n/mg] ¦ 1000 mg (1.0 g) dry, neat (powder)
All values in number of microplastics (n)/mg
| SS #1 | SS #2 | SS #3 | SS #4 | Particle count (n/mg) |  |  | Particle size distribution |  |  | D10 (µm) | 10.1251
Diameter (µm) | n/mg | n/mg | n/mg | n/mg | Mean (n/mg) | SD (n/mg) | RSD (%) | Mean diameter (µm) | PSD (%) | Cum. PSD (%) | D50 (µm) | 29.1049
10-20 | 1318.0662 | 2137.4046 | 1938.9313 | 2137.4046 | 1882.9517 | 336.0513 | 17.847 | 15 | 24.0769 | 24.0769 | D90 (µm) | 83.6629
20-30 | 1063.6132 | 1720.1018 | 1776.0814 | 1623.4097 | 1545.8015 | 283.6979 | 18.3528 | 25 | 19.7658 | 43.8426
30-40 | 809.1603 | 1160.3053 | 1190.8397 | 1063.6132 | 1055.9796 | 150.0409 | 14.2087 | 35 | 13.5026 | 57.3452 | Note: D90 signifies that the 90th percentile of particles is below 84 µm in diameter
40-50 | 681.9338 | 870.229 | 844.7837 | 758.2697 | 788.8041 | 74.3595 | 9.4269 | 45 | 10.0862 | 67.4315
50-60 | 524.173 | 580.1527 | 778.626 | 641.2214 | 631.0433 | 94.7303 | 15.0117 | 55 | 8.069 | 75.5005
60-70 | 442.7481 | 513.9949 | 488.5496 | 407.1247 | 463.1043 | 41.1868 | 8.8936 | 65 | 5.9216 | 81.4221
70-80 | 330.7888 | 478.3715 | 407.1247 | 371.5013 | 396.9466 | 54.217 | 13.6585 | 75 | 5.0757 | 86.4977
80-90 | 218.8295 | 356.2341 | 223.9186 | 208.6514 | 251.9084 | 60.4828 | 24.0098 | 85 | 3.2211 | 89.7188
90-100 | 167.9389 | 203.5623 | 229.0076 | 239.1858 | 209.9237 | 27.4939 | 13.0971 | 95 | 2.6842 | 92.4031
100-110 | 127.2265 | 239.1858 | 162.8499 | 111.9593 | 160.3053 | 49.143 | 30.6559 | 105 | 2.0498 | 94.4528
110-120 | 101.7812 | 142.4936 | 147.5827 | 117.0483 | 127.2265 | 18.6984 | 14.6969 | 115 | 1.6268 | 96.0797
120-130 | 117.0483 | 117.0483 | 86.514 | 71.2468 | 97.9644 | 19.8326 | 20.2447 | 125 | 1.2526 | 97.3323
130-140 | 30.5344 | 111.9593 | 45.8015 | 40.7125 | 57.2519 | 32.0601 | 55.9982 | 135 | 0.73207 | 98.0644
140-150 | 55.9796 | 96.6921 | 45.8015 | 35.6234 | 58.5242 | 23.1818 | 39.6106 | 145 | 0.74833 | 98.8127
150-160 | 10.1781 | 35.6234 | 20.3562 | 30.5344 | 24.173 | 9.7725 | 40.4271 | 155 | 0.30909 | 99.1218
160-170 | 30.5344 | 55.9796 | 30.5344 | 35.6234 | 38.1679 | 10.4914 | 27.4874 | 165 | 0.48804 | 99.6098
170-180 | 10.1781 | 20.3562 | 15.2672 | 10.1781 | 13.9949 | 4.2196 | 30.1511 | 175 | 0.17895 | 99.7888
180-190 | 10.1781 | 20.3562 | 0 | 0 | 7.6336 | 8.4392 | 110.5542 | 185 | 0.097609 | 99.8864
190-200 | 5.0891 | 5.0891 | 5.0891 | 0 | 3.8168 | 2.2036 | 57.735 | 195 | 0.048804 | 99.9352
>200 | 5.0891 | 10.1781 | 5 | 0 | 5.0668 | 3.5987 | 71.0255 | 200 | 0.064788 | 100
Total | 6061.0687 | 8875.3181 | 8442.659 | 7903.3079 | 7820.5884 | 1072.6344 | 13.7155
Polymer Raman signature
Raman shift (1/cm) | Counts (relative intensity)
64.802 | 0.050408
68.368 | 0.050079
71.935 | 0.048088
75.501 | 0.044761
79.067 | 0.040504
82.634 | 0.035812
86.2 | 0.032512
89.766 | 0.027675
93.333 | 0.022771
96.899 | 0.017967
100.465 | 0.012127
104.032 | 0.010889
107.598 | 0.0095263
111.164 | 0.0085438
114.731 | 0.0080311
118.297 | 0.007661
121.863 | 0.0053464
125.429 | 0.0056596
128.996 | 0.005592
132.562 | 0.0040869
136.128 | 0.001599
139.695 | 0.00077031
143.261 | 0.00034106
146.827 | 0.00098756
150.394 | 0.0020514
153.96 | 0.0021889
157.526 | 0.0001139
161.093 | 0.00013353
164.659 | -0.00015155
168.225 | -0.000382
171.792 | 0.00030465
175.358 | 0.0010646
178.924 | 0.00027221
182.491 | 9.8421e-05
186.057 | 8.7272e-05
189.623 | -7.0882e-05
193.19 | 0.00086981
196.756 | 0.0023655
200.322 | 0.0061479
203.889 | 0.010211
207.455 | 0.012558
211.021 | 0.011736
214.588 | 0.0095921
218.154 | 0.0059496
221.72 | 0.0041761
225.287 | 0.0041286
228.853 | 0.0036579
232.419 | 0.0023479
235.985 | 0.0032645
239.552 | 0.0043913
243.118 | 0.0057617
246.684 | 0.0071101
250.251 | 0.0059652
253.817 | 0.007518
257.383 | 0.0096477
260.95 | 0.012026
264.516 | 0.014963
268.082 | 0.019343
271.649 | 0.027021
275.215 | 0.041317
278.781 | 0.06043
282.348 | 0.08838
285.914 | 0.13266
289.48 | 0.20689
293.047 | 0.27104
296.613 | 0.25669
300.179 | 0.19368
303.746 | 0.12385
307.312 | 0.083947
310.878 | 0.064213
314.445 | 0.052173
318.011 | 0.044458
321.577 | 0.037691
325.144 | 0.030679
328.71 | 0.02834
332.276 | 0.02608
335.843 | 0.023572
339.409 | 0.021645
342.975 | 0.020265
346.541 | 0.018818
350.108 | 0.017829
353.674 | 0.016465
357.24 | 0.018467
360.807 | 0.021834
364.373 | 0.025546
367.939 | 0.031681
371.506 | 0.044632
375.072 | 0.076158
378.638 | 0.14332
382.205 | 0.23987
385.771 | 0.33035
389.337 | 0.33863
392.904 | 0.21833
396.47 | 0.11541
400.036 | 0.054655
403.603 | 0.02837
407.169 | 0.015944
410.735 | 0.012985
414.302 | 0.010675
417.868 | 0.0094852
421.434 | 0.0065661
425.001 | 0.0037559
428.567 | 0.0042487
432.133 | 0.0028231
435.7 | 0.0017165
439.266 | 0.0011336
442.832 | 0.0015945
446.399 | 0.0016808
449.965 | 2.4226e-05
453.531 | 0.0021002
457.097 | 0.0017032
460.664 | 0.00092664
464.23 | -0.0001041
467.796 | -0.00069977
471.363 | -0.00010874
474.929 | 0.00040769
478.495 | 0.00076069
482.062 | -0.00036912
485.628 | -0.00012427
489.194 | 0.00076871
492.761 | 0.00032143
496.327 | 0.001684
499.893 | 0.0013009
503.46 | 0.0018411
507.026 | 0.0018267
510.592 | 0.0022153
514.159 | 0.0043154
517.725 | 0.0066323
521.291 | 0.0062814
524.858 | 0.0063545
528.424 | 0.0072277
531.99 | 0.0089752
535.557 | 0.011105
539.123 | 0.012543
542.689 | 0.013325
546.256 | 0.016433
549.822 | 0.019029
553.388 | 0.023087
556.955 | 0.02843
560.521 | 0.032746
564.087 | 0.040577
567.653 | 0.051745
571.22 | 0.06445
574.786 | 0.078379
578.352 | 0.085933
581.919 | 0.081044
585.485 | 0.071459
589.051 | 0.060068
592.618 | 0.058216
596.184 | 0.065595
599.75 | 0.072229
603.317 | 0.070521
606.883 | 0.060518
610.449 | 0.045873
614.016 | 0.039556
617.582 | 0.031759
621.148 | 0.026444
624.715 | 0.024529
628.281 | 0.023612
631.847 | 0.020469
635.414 | 0.018737
638.98 | 0.019837
642.546 | 0.019997
646.113 | 0.020497
649.679 | 0.021523
653.245 | 0.021997
656.812 | 0.022528
660.378 | 0.019914
663.944 | 0.019931
667.511 | 0.019897
671.077 | 0.019652
674.643 | 0.020001
678.209 | 0.021572
681.776 | 0.023967
685.342 | 0.022396
688.908 | 0.0226
692.475 | 0.024144
696.041 | 0.02758
699.607 | 0.033474
703.174 | 0.041124
706.74 | 0.046807
710.306 | 0.059032
713.873 | 0.068431
717.439 | 0.09005
721.005 | 0.12652
724.572 | 0.19654
728.138 | 0.35949
731.704 | 0.7355
735.271 | 1
738.837 | 0.7434
742.403 | 0.41085
745.97 | 0.19985
749.536 | 0.11486
753.102 | 0.075767
756.669 | 0.04827
760.235 | 0.030371
763.801 | 0.021154
767.368 | 0.015116
770.934 | 0.010226
774.5 | 0.006631
778.067 | 0.0048693
781.633 | 0.0040941
785.199 | 0.0028299
788.765 | 0.0030309
792.332 | 0.00198
795.898 | 0.0014889
799.464 | 0.0015748
803.031 | 0.0015267
806.597 | 0.0016712
810.163 | 0.0039368
813.73 | 0.0025448
817.296 | 0.0013756
820.862 | 0.0008691
824.429 | 0.00082188
827.995 | 0.00075517
831.561 | 0.00048062
835.128 | 0.00046003
838.694 | 0.00092556
842.26 | 0.0013063
845.827 | 0.00082316
849.393 | 0.0011745
852.959 | 0.0011849
856.526 | 0.00078601
860.092 | 0.0012336
863.658 | 0.0016281
867.225 | 0.0022751
870.791 | 0.0018455
874.357 | 0.0011839
877.924 | 0.0012785
881.49 | 0.0017481
885.056 | 0.0016892
888.623 | 0.00087953
892.189 | 0.00042355
895.755 | 0.00098237
899.321 | 0.0020395
902.888 | 0.0019429
906.454 | 0.0010467
910.02 | 0.00070402
913.587 | 0.0014018
917.153 | 0.0021012
920.719 | 0.0013804
924.286 | 0.00049323
927.852 | 0.00054794
931.418 | 0.00087506
934.985 | 0.0021085
938.551 | 0.0021954
942.117 | 0.0020022
945.684 | 0.0025043
949.25 | 0.00090639
952.816 | 0.0011952
956.383 | 0.0013934
959.949 | 0.0021424
963.515 | 0.00131
967.082 | 0.00080009
970.648 | 1.7371e-06
974.214 | -0.0011072
977.781 | -0.00049182
981.347 | 0.0012054
984.913 | 0.00037808
988.48 | 0.00049696
992.046 | 0.0012653
995.612 | 0.0017243
999.179 | 0.001164
1002.745 | 0.0008409
1006.311 | 0.0016506
1009.877 | 0.0023611
1013.444 | 0.0025403
1017.01 | 0.0013419
1020.576 | 0.0019277
1024.143 | 0.0011001
1027.709 | 0.00083392
1031.275 | 0.00069815
1034.842 | 0.00091758
1038.408 | 0.0014001
1041.974 | 0.00078088
1045.541 | 0.00032898
1049.107 | 0.00013373
1052.673 | 0.00097996
1056.24 | 0.0011989
1059.806 | 0.0014694
1063.372 | 0.0012817
1066.939 | 0.0019618
1070.505 | 0.0025842
1074.071 | 0.0012578
1077.638 | 0.0022619
1081.204 | 0.00040193
1084.77 | 0.0016626
1088.337 | 0.0025319
1091.903 | 0.0017267
1095.469 | 0.00041777
1099.036 | 0.00019327
1102.602 | 0.00072231
1106.168 | 0.0010657
1109.735 | 0.0014567
1113.301 | 0.0012687
1116.867 | 0.0013335
1120.433 | 0.0018451
1124 | 0.001973
1127.566 | 0.0016162
1131.132 | 0.0023408
1134.699 | 0.0031509
1138.265 | 0.0033049
1141.831 | 0.0030934
1145.398 | 0.0026199
1148.964 | 0.0034593
1152.53 | 0.0039542
1156.097 | 0.004459
1159.663 | 0.0045676
1163.229 | 0.0053991
1166.796 | 0.006229
1170.362 | 0.0076495
1173.928 | 0.0091551
1177.495 | 0.010524
1181.061 | 0.012352
1184.627 | 0.013039
1188.194 | 0.015978
1191.76 | 0.018461
1195.326 | 0.02372
1198.893 | 0.028735
1202.459 | 0.036508
1206.025 | 0.045886
1209.592 | 0.05852
1213.158 | 0.075715
1216.724 | 0.091695
1220.291 | 0.095265
1223.857 | 0.082611
1227.423 | 0.066667
1230.989 | 0.050134
1234.556 | 0.036339
1238.122 | 0.02888
1241.688 | 0.023842
1245.255 | 0.018741
1248.821 | 0.015822
1252.387 | 0.015003
1255.954 | 0.013871
1259.52 | 0.012911
1263.086 | 0.013848
1266.653 | 0.012789
1270.219 | 0.016175
1273.785 | 0.01809
1277.352 | 0.021226
1280.918 | 0.026025
1284.484 | 0.032476
1288.051 | 0.042835
1291.617 | 0.058975
1295.183 | 0.078881
1298.75 | 0.097875
1302.316 | 0.1087
1305.882 | 0.10081
1309.449 | 0.076307
1313.015 | 0.050392
1316.581 | 0.032011
1320.148 | 0.026789
1323.714 | 0.023212
1327.28 | 0.02362
1330.847 | 0.023445
1334.413 | 0.022592
1337.979 | 0.022438
1341.545 | 0.02379
1345.112 | 0.026408
1348.678 | 0.029205
1352.244 | 0.034462
1355.811 | 0.037457
1359.377 | 0.043561
1362.943 | 0.051063
1366.51 | 0.062752
1370.076 | 0.07415
1373.642 | 0.086401
1377.209 | 0.11712
1380.775 | 0.16056
1384.341 | 0.17387
1387.908 | 0.13445
1391.474 | 0.07511
1395.04 | 0.037584
1398.607 | 0.020031
1402.173 | 0.013772
1405.739 | 0.010327
1409.306 | 0.0064433
1412.872 | 0.0061234
1416.438 | 0.0055386
1420.005 | 0.004761
1423.571 | 0.0032984
1427.137 | 0.0020913
1430.704 | 0.0017352
1434.27 | 0.0016221
1437.836 | 0.0020068
1441.403 | 0.0027596
1444.969 | 0.0025166
1448.535 | 0.0017325
1452.101 | 0.0018985
1455.668 | 0.0012202
1459.234 | 0.0022189
1462.8 | 0.0015766
1466.367 | 0.001217
1469.933 | 0.001215
1473.499 | 0.0021471
1477.066 | 0.0014182
1480.632 | 0.00060208
1484.198 | 7.1923e-05
1487.765 | 5.8243e-05
1491.331 | 0.00041212
1494.897 | 0.00081201
1498.464 | 0.0010589
1502.03 | 0.00071671
1505.596 | -2.0344e-05
1509.163 | 0.00015012
1512.729 | 0.00067784
1516.295 | 0.0017536
1519.862 | 0.00072131
1523.428 | 0.00054032
1526.994 | 0.0017656
1530.561 | -0.0010048
1534.127 | 0.00048986
1537.693 | 0.00053575
1541.26 | 0.00067295
1544.826 | 0.0014659
1548.392 | 0.0011941
1551.959 | 0.0010031
1555.525 | 0.0010133
1559.091 | 0.00088465
1562.657 | 0.00058076
1566.224 | 0.00020542
1569.79 | 0.0010904
1573.356 | 0.00084385
1576.923 | 0.0011701
1580.489 | 0.0018716
1584.055 | 0.0012518
1587.622 | 0.0013186
1591.188 | -0.0010185
1594.754 | 0.00070811
1598.321 | 0.0012366
1601.887 | 0.0013863
1605.453 | 0.0016548
1609.02 | 0.0012121
1612.586 | 0.00088678
1616.152 | 0.0016156
1619.719 | 0.0017752
1623.285 | 0.0011274
1626.851 | 0.0011228
1630.418 | 0.00032424
1633.984 | -0.00047545
1637.55 | 0.00083575
1641.117 | 0.0016264
1644.683 | 0.0015782
1648.249 | 0.0012189
1651.816 | 0.00056324
1655.382 | 0.00077003
1658.948 | 0.0010465
1662.515 | 0.0018243
1666.081 | 0.0022332
1669.647 | -3.2137e-05
1673.213 | 0.001531
1676.78 | 0.00067848
1680.346 | 0.00068904
1683.912 | 0.00062441
1687.479 | -0.00029478
1691.045 | -0.00067825
1694.611 | -0.00035703
1698.178 | 0.00069954
1701.744 | 0.0015795
1705.31 | 0.0010624
1708.877 | 0.0007016
1712.443 | 0.00061311
1716.009 | 0.0010986
1719.576 | 0.0015964
1723.142 | 0.0014823
1726.708 | 0.0014335
1730.275 | 0.0012109
1733.841 | 0.00037985
1737.407 | -0.00034936
1740.974 | 0.00042101
1744.54 | 0.00059382
1748.106 | 0.0010141
1751.673 | 0.00079924
1755.239 | 0.0015938
1758.805 | 0.0012405
1762.372 | 8.9706e-05
1765.938 | 0.00035003
1769.504 | 0.0013322
1773.071 | 7.9376e-05
1776.637 | 0.0019719
1780.203 | 0.0012943
1783.769 | 0.00097089
1787.336 | 0.0013183
1790.902 | 0.00089421
1794.468 | 0.00020751
1798.035 | 0.0011299
1801.601 | 0.0010771
1805.167 | 0.00068755
1808.734 | -0.0001142
1812.3 | 0.00064827
1815.866 | 0.0014317
1819.433 | 0.0011709
1822.999 | 0.00076697
1826.565 | 0.0011287
1830.132 | 0.00039875
1833.698 | 0.00095018
1837.264 | 0.0014243
1840.831 | 0.00071996
1844.397 | 0.00099596
1847.963 | 0.0012141
1851.53 | 0.0011828
1855.096 | 0.00096793
1858.662 | 0.0013278
1862.229 | 0.0019033
1865.795 | 0.00022636
1869.361 | -0.00067447
1872.928 | 0.00055653
1876.494 | 0.0012987
1880.06 | 0.0017495
1883.627 | 0.001717
1887.193 | 0.0012644
1890.759 | 0.00071278
1894.325 | 0.0014523
1897.892 | 0.0012195
1901.458 | 0.00090415
1905.024 | 0.00097022
1908.591 | 0.00034604
1912.157 | 0.0010609
1915.723 | 0.0010199
1919.29 | 0.00060455
1922.856 | 0.00078915
1926.422 | 0.00017828
1929.989 | 7.0356e-05
1933.555 | -0.00031974
1937.121 | 0.00081601
1940.688 | 0.0012825
1944.254 | 0.00045421
1947.82 | 0.00031796
1951.387 | 0.0010397
1954.953 | 0.00013412
1958.519 | 0.00041635
1962.086 | 0.00096144
1965.652 | 0.00056659
1969.218 | -7.0266e-05
1972.785 | 0.00017273
1976.351 | -0.00033375
1979.917 | 0.00025662
1983.484 | 9.8703e-05
1987.05 | 0.00026187
1990.616 | 0.00056977
1994.183 | -0.00030093
1997.749 | -3.8753e-05
2001.315 | 0.00097512
2004.881 | 0.00056797
2008.448 | 0.00030081
2012.014 | 0.00085202
2015.58 | 0.0010026
2019.147 | 0.0012148
2022.713 | 0.00056035
2026.279 | 0.0019162
2029.846 | 0.0017857
2033.412 | 0.00022273
2036.978 | 0.001055
2040.545 | 0.00030416
2044.111 | -0.00011869
2047.677 | -0.00030115
2051.244 | 0.00073352
2054.81 | 0.0005219
2058.376 | 0.00088902
2061.943 | 0.00042374
2065.509 | 0.00073261
2069.075 | 0.00047086
2072.642 | 0.00079578
2076.208 | 0.00017566
2079.774 | -0.00010243
2083.341 | -3.6643e-05
2086.907 | 0.00074852
2090.473 | 0.00091857
2094.04 | 9.7142e-05
2097.606 | -0.00014434
2101.172 | -1.2529e-05
2104.739 | 0.00045164
2108.305 | 0.0007752
2111.871 | 0.00074346
2115.437 | 9.197e-05
2119.004 | 0.00031458
2122.57 | 0.00068741
2126.136 | 0.0013306
2129.703 | 0.00018858
2133.269 | 0.00020385
2136.835 | 0.00052352
2140.402 | 0.00033258
2143.968 | 0.0011251
2147.534 | 0.001221
2151.101 | 0.00065552
2154.667 | -9.0814e-05
2158.233 | 0.00094063
2161.8 | 0.0012457
2165.366 | 0.0012067
2168.932 | 0.0010913
2172.499 | 0.0016305
2176.065 | 0.0014535
2179.631 | 0.00091185
2183.198 | 0.001101
2186.764 | 0.00075337
2190.33 | 0.00052981
2193.897 | 0.00159
2197.463 | 0.0005821
2201.029 | 0.00041308
2204.596 | 0.0010686
2208.162 | 0.00060547
2211.728 | 0.0014168
2215.295 | 0.00099625
2218.861 | 0.0011856
2222.427 | 0.0021057
2225.993 | 0.00085485
2229.56 | 5.2064e-05
2233.126 | 0.00098303
2236.692 | 0.00075441
2240.259 | 0.0010307
2243.825 | 0.00093984
2247.391 | 0.00046326
2250.958 | -0.00016802
2254.524 | -0.00086736
2258.09 | 0.00066519
2261.657 | 0.0012464
2265.223 | 0.0006129
2268.789 | 0.00081456
2272.356 | 0.00084518
2275.922 | 0.00076089
2279.488 | 0.00096917
2283.055 | 0.00087551
2286.621 | 0.0013125
2290.187 | 0.0018654
2293.754 | 0.00076638
2297.32 | 0.00024196
2300.886 | -0.00011149
2304.453 | 7.9266e-06
2308.019 | 0.00067047
2311.585 | -0.00082299
2315.152 | 0.00033672
2318.718 | 0.0011549
2322.284 | 0.00087822
2325.851 | 0.00020237
2329.417 | 0.0017503
2332.983 | 0.0011225
2336.549 | 0.00025898
2340.116 | 0.0013972
2343.682 | 0.0011714
2347.248 | 0.0015434
2350.815 | 0.001951
2354.381 | 0.0018069
2357.947 | 0.0020308
2361.514 | 0.0019604
2365.08 | 0.0024985
2368.646 | 0.0015921
2372.213 | 0.0017878
2375.779 | 0.0014412
2379.345 | 0.0014052
2382.912 | 0.0017935
2386.478 | 0.0011183
2390.044 | 0.0015758
2393.611 | 0.0026231
2397.177 | 0.0014215
2400.743 | 0.00096655
2404.31 | 0.00075798
2407.876 | 0.0018086
2411.442 | 0.0012053
2415.009 | 0.0019568
2418.575 | 0.0021387
2422.141 | 0.00056875
2425.708 | 0.0010016
2429.274 | 0.0012969
2432.84 | 0.0012656
2436.407 | 0.0014396
2439.973 | 0.001694
2443.539 | 0.0014599
2447.105 | 0.00052806
2450.672 | 0.0021779
2454.238 | 0.0017091
2457.804 | 0.00080607
2461.371 | 4.7733e-05
2464.937 | 0.0010528
2468.503 | 0.00051457
2472.07 | 0.00097243
2475.636 | 0.0014975
2479.202 | 0.0019674
2482.769 | 0.0018336
2486.335 | 0.0020415
2489.901 | 0.0016018
2493.468 | 0.0015712
2497.034 | 0.0018186
2500.6 | 0.0013192
2504.167 | 0.0018512
2507.733 | 0.0020678
2511.299 | 0.0027795
2514.866 | 0.0011932
2518.432 | 0.00057258
2521.998 | 0.0020133
2525.565 | 0.0016503
2529.131 | 0.001198
2532.697 | 0.0019919
2536.264 | 0.0027496
2539.83 | 0.0026204
2543.396 | 0.0016101
2546.963 | 0.0014845
2550.529 | 0.0027698
2554.095 | 0.0033298
2557.661 | 0.0033726
2561.228 | 0.0042956
2564.794 | 0.0034238
2568.36 | 0.0042897
2571.927 | 0.0042873
2575.493 | 0.0052164
2579.059 | 0.0047453
2582.626 | 0.0041921
2586.192 | 0.0049562
2589.758 | 0.0050834
2593.325 | 0.0052757
2596.891 | 0.0045284
2600.457 | 0.0041672
2604.024 | 0.0041943
2607.59 | 0.0038264
2611.156 | 0.0027382
2614.723 | 0.00472
2618.289 | 0.0025714
2621.855 | 0.0013237
2625.422 | 0.002077
2628.988 | 0.0024637
2632.554 | 0.0015345
2636.121 | 0.00091688
2639.687 | 0.0011888
2643.253 | 0.0010203
2646.82 | 0.00063758
2650.386 | 0.00084945
2653.952 | 0.0017865
2657.519 | 0.0016143
2661.085 | 0.00066171
2664.651 | 0.00071064
2668.217 | 0.00052269
2671.784 | 0.0016078
2675.35 | 0.0014985
2678.916 | 0.0022579
2682.483 | 0.0016508
2686.049 | 0.00078212
2689.615 | 0.0012051
2693.182 | 0.0014965
2696.748 | 0.00089658
2700.314 | 0.00037121
2703.881 | -0.0003519
2707.447 | 0.00088433
2711.013 | 0.001841
2714.58 | 0.0017418
2718.146 | 0.0013908
2721.712 | 0.0019693
2725.279 | 0.00028021
2728.845 | 0.0013387
2732.411 | -0.00046565
2735.978 | 0.0013026
2739.544 | 0.00072852
2743.11 | 0.00034986
2746.677 | -0.00094226
2750.243 | 0.00060144
2753.809 | 0.00058139
2757.376 | 0.00042753
2760.942 | 0.00043739
2764.508 | 0.0014081
2768.075 | -8.963e-05
2771.641 | 0.0017176
2775.207 | -0.00049354
2778.773 | 0.00052552
2782.34 | 0.001478
2785.906 | 8.7852e-05
2789.472 | -0.00064621
2793.039 | 0.0013184
2796.605 | -0.00044206
2800.171 | 0.00083408
2803.738 | 0.00061444
2807.304 | 0.00024054
2810.87 | 0.00082643
2814.437 | 0.00047845
2818.003 | 0.0001219
2821.569 | 0.00041797
2825.136 | 0.00060221
2828.702 | -0.00037356
2832.268 | 0.00056677
2835.835 | 0.0020806
2839.401 | 0.00027504
2842.967 | 0.0014389
2846.534 | 0.0010853
2850.1 | 0.0016816
2853.666 | 0.0017474
2857.233 | 0.0019942
2860.799 | 0.001
2864.365 | 0.0031172
2867.932 | 0.0010352
2871.498 | 0.0019259
2875.064 | 0.0019964
2878.631 | 0.0025977
2882.197 | 0.0018915
2885.763 | 0.0016751
2889.329 | 0.0016573
2892.896 | 0.002279
2896.462 | 0.0028958
2900.028 | 0.0021908
2903.595 | 0.0026661
2907.161 | 0.0014501
2910.727 | 0.0026053
2914.294 | 0.0026794
2917.86 | 0.003235
2921.426 | 0.0020017
2924.993 | 0.0016949
2928.559 | 0.002893
2932.125 | 0.0025572
2935.692 | 0.0032408
2939.258 | 0.0022788
2942.824 | 0.0017312
2946.391 | 0.0019174
2949.957 | 0.001603
2953.523 | 0.0014974
2957.09 | 0.0016535
2960.656 | 0.0020124
2964.222 | 0.00087115
2967.789 | 0.0014671
2971.355 | 0.0028217
2974.921 | 0.001291
2978.488 | 0.0010847
2982.054 | 0.0013216
2985.62 | 0.00088562
2989.187 | 0.0008379
2992.753 | 0.00085859
2996.319 | 0.0011835
2999.885 | 0.0015869
3003.452 | 0.0012813
3007.018 | 0.001975
3010.584 | -0.00015575
3014.151 | 0.0016425
3017.717 | 0.0017407
3021.283 | 0.0017199
3024.85 | 0.00082212
3028.416 | 0.0016305
3031.982 | 0.00057572
3035.549 | 0.00082027
3039.115 | 0.0018346
3042.681 | 0.001978
3046.248 | 0.0010743
3049.814 | 6.6148e-05
3053.38 | 0.00068911
3056.947 | 0.0012354
3060.513 | 0.0013009
3064.079 | 0.0011473
3067.646 | 0.00049735
3071.212 | 0.00075393
3074.778 | 0.0022461
3078.345 | 0.0014703
3081.911 | 0.0013393
3085.477 | 0.0011978
3089.044 | 0.0017651
3092.61 | 0.0016048
3096.176 | 0.002453
3099.743 | 0.0016047
3103.309 | 0.0006162
3106.875 | 0.0010647
3110.441 | 0.0013638
3114.008 | 0.00050952
3117.574 | 0.0010533
3121.14 | -0.00069124
3124.707 | 0.0014137
3128.273 | 0.0011579
3131.839 | 0.0013186
3135.406 | 0.0007764
3138.972 | 0.00064584
3142.538 | 0.0012508
3146.105 | 0.0012103
3149.671 | 0.00025189
3153.237 | 0.00074598
3156.804 | 0.00050665
3160.37 | 5.8165e-05
3163.936 | 0.00050936
3167.503 | 0.00094974
3171.069 | 0.0014827
3174.635 | 0.0008475
3178.202 | 0.00029659
3181.768 | 0.0010947
3185.334 | 0.00089927
3188.901 | 0.000839
3192.467 | 0.00088614
3196.033 | 0.00057259
3199.6 | 0.001732
3203.166 | 0.0013021
3206.732 | 0.0014848
3210.299 | 0.00086137
3213.865 | 0.0016054
3217.431 | 0.0016748
3220.997 | 0.0012072
3224.564 | 0.0013627
3228.13 | 0.00096813
3231.696 | 0.00080503
3235.263 | 0.00059615
3238.829 | 0.00056003
3242.395 | 0.00053259
3245.962 | -0.00026993
3249.528 | 0.00067968
3253.094 | 0.0012243
3256.661 | 0.00014894
3260.227 | 0.0010041
3263.793 | 0.00023269
3267.36 | 2.7899e-05
3270.926 | 0.00010787
3274.492 | 0.00045602
3278.059 | 0.00043015
3281.625 | 0.0010054
3285.191 | 0.0012717
3288.758 | 0.0014034
3292.324 | 0.00055435
3295.89 | 0.00079017
3299.457 | 0.0016133
3303.023 | 0.00058251
3306.589 | 0.0013102
3310.156 | 0.00092535
3313.722 | 0.0012986
3317.288 | -4.6781e-05
3320.855 | 8.0579e-05
3324.421 | 0.00027113
3327.987 | 0.00088199
3331.553 | 0.0013981
3335.12 | 0.0010079
3338.686 | 0.0010741
3342.252 | 0.00055609
3345.819 | 0.0010065
3349.385 | 0.00059736
3352.951 | 0.00067653
3356.518 | 0.00031207
3360.084 | 0.0003285
3363.65 | -0.00042036
3367.217 | 0.00076341
3370.783 | 0.0016244
3374.349 | 0.00038636
3377.916 | 0.00022534
3381.482 | 0.00035737
3385.048 | 0.00027655
3388.615 | 0.0014991
3392.181 | 0.00050587
3395.747 | 0.00058418
3399.314 | 0.0013655
3402.88 | -0.00089112
3406.446 | 0.0003991
3410.013 | 0.00047268
3413.579 | 0.00060109
3417.145 | 0.0011443
3420.712 | 0.0011296
3424.278 | 0.00042589
3427.844 | 0.00065332
3431.411 | 0.00039481
3434.977 | 0.00081393
3438.543 | 0.00010107
3442.109 | -0.00036865
3445.676 | 0.00090541
3449.242 | 0.00063793
3452.808 | 0.0012296
3456.375 | -1.7533e-05
3459.941 | 0.00024343
3463.507 | -3.1101e-05
3467.074 | 0.00024197
3470.64 | 0.00039904
3474.206 | 6.0182e-05
3477.773 | 0.00094554
3481.339 | 0.0016391
3484.905 | 0.00021056
3488.472 | 7.3059e-05
3492.038 | 0.0006458
3495.604 | 0.00092355
3499.171 | -0.00015685
3502.737 | 0.00092446
3506.303 | 0.0013731
3509.87 | 0.00084394
3513.436 | 0.0008666
3517.002 | 0.0010553
3520.569 | 0.0014421
3524.135 | 0.0011855
3527.701 | 0.0013181
3531.268 | 0.001555
3534.834 | 0.00058446
3538.4 | 0.00065261
3541.967 | 0.00036057
3545.533 | -7.166e-05
3549.099 | 0.00018384
3552.665 | 0.0010483
3556.232 | 0.0014577
3559.798 | 0.00092923
3563.364 | 0.00045332
3566.931 | 0.00093189
3570.497 | 0.00096735
3574.063 | 0.00078997
3577.63 | -1.9208e-05
3581.196 | 0.00097945
3584.762 | 0.0010188
3588.329 | 0.00063692
3591.895 | 0.0009292
3595.461 | 0.0015109
3599.028 | -0.00021712
3602.594 | 0.00070326
3606.16 | 0.00095293
3609.727 | 0.00045178
3613.293 | 0.00090894
3616.859 | 0.0018559
3620.426 | 0.0011381
3623.992 | 0.0010382
3627.558 | 0.0012574
3631.125 | 0.00067203
3634.691 | 0.00077257
3638.257 | 0.00065595
3641.824 | 0.0022242
3645.39 | 0.0004776
3648.956 | -2.1403e-05
3652.523 | 0.00049918
3656.089 | 0.00011696
3659.655 | 0.0016775
3663.221 | 0.00027184
3666.788 | 6.8653e-05
3670.354 | -6.4166e-05
3673.92 | -0.00032783
3677.487 | 3.7368e-05
3681.053 | 0.00078981
3684.619 | -4.8531e-05
3688.186 | 0.00059711
3691.752 | 0.00082412
3695.318 | 0.00073762
3698.885 | 0.00023779
3702.451 | 0.00068043
3706.017 | 0.00068072
3709.584 | 0.00041728
3713.15 | -0.00048953